## QResults
Events Success Ratio (from contract, used to calculate cost of failure)
From |  |  | To | Revenue Share | Fine(M)
0% |  |  | 99.7% | -4% | 1
99.7% |  |  | 99.9% | -2% | 0
99.9% |  |  | 99.99% | 0% | 0 |  | Event Distribution Among Server types
99.99% |  |  | 100% | 0.4% | 0 |  | Server Type A | 53.09%
[7 empty] | Server Type B | 46.91%
| Current | Q1 | Q2 | Q3 | Q4 | Annual | Delta | Cost(M)
Daily Events Per Server type A(old,sunfire, in M) | 48.7448 | 51.1821 | 50.7164 | 50.4146 | 49.3001
Daily Events Per Server type B(new,M9000, in M) | 43.0627 | 45.2158 | 44.8044 | 44.5378 | 43.5532
Peak Hour Events (19:00) Server A (m) | 4.3995 | 4.6194 | 4.5774 | 4.5502 | 4.4496
Peak Hour Eevents(19:00) Server B (m) | 4.0252 | 4.2265 | 4.188 | 4.1631 | 4.0711
Average Peak Hour CPU Server A | 57.21% | 57.21% | 61.19% | 60.37% | 59.86%
Average Peak Hour CPU Server B | 23.24% | 25.27% | 24.85% | 24.58% | 23.66%
Number of Servers type A(old, sunfire) | 15 | 15 | 16 | 17 | 18 |  | 3 | 0.2
Number of Servers type B(new, m9000) | 2 | 2 | 2 | 2 | 2 |  | 0 | 0.1
Total Servers | 17 | 17 | 18 | 19 | 20 |  | 3
Expected Total Daily Events(M) | 817.2976 | 858.1625 | 901.0706 | 946.1242 | 974.5079
Expected Quatarly Events(M) | 74578.4074 | 78307.3278 | 82222.6942 | 86333.8289 | 88923.8437 | 335787.6945
Eepected Quartely Growth in Number of Events | 105% | 105% | 105% | 103% | n/a | 119.2%
Adjusted Quarterly Amdocs Total(M) | 5 | 5.15 | 5.3045 | 5.4636 | 5.6275
Expected Quartely Growth in Amdocs Revenues | 103% | 103% | 103% | 103% | n/a | 112.6%
Expected Server Type A availability | 99.94% | 99.89% | 99.89% | 99.91% | 99.94%
Expected Server Type B availability | 100% | 100% | 100% | 100% | 100%
Expected Total Avialability | 99.95% | 99.9% | 99.9% | 99.91% | 99.95%
Expected Amdocs Credit % | 0% | 0% | 0% | 0% | 0%
Expected Amdocs Fine(M) | 0 | 0 | 0 | 0 | 0 | 0
Adjusted Amdocs Ratio | 100% | 100% | 100% | 100% | 100%
Expected Total Quaterly Amdocs Revenues(M) | 5 | 5.15 | 5.3045 | 5.4636 | 5.6275 | 21.5457 |  | 0.6

## FailureForCPU
Probability of failure as function of CPU utilization
CPU utilization % | Single Event Failure Probability | Number of Failures per M events
60 | 0 | 0
90 | 0.05 | 50000
95 | 0.1 | 100000
98 | 0.2 | 200000
100 | 0.5 | 500000
Every 1% step
CPU | Failure Probability
0 | 0
1 | 0 |  | CPU | 0 | 5 | 10 | 15 | 20 | 25 | 30 | 35 | 40 | 45 | 50 | 55 | 60 | 65 | 70 | 75 | 80 | 85 | 90 | 95 | 100
2 | 0 |  | Failure Probability | 0 | 0 | 0 | 0 | 0 | 0 | 0 | 0 | 0 | 0 | 0 | 0 | 0 | 0.0083333 | 0.016667 | 0.025 | 0.033333 | 0.041667 | 0.05 | 0.1 | 0.5
3 | 0
4 | 0
5 | 0
6 | 0
7 | 0
8 | 0
9 | 0
10 | 0
11 | 0
12 | 0
13 | 0
14 | 0
15 | 0
16 | 0
17 | 0
18 | 0
19 | 0
20 | 0
21 | 0
22 | 0
23 | 0
24 | 0
25 | 0
26 | 0
27 | 0
28 | 0
29 | 0
30 | 0
31 | 0
32 | 0
33 | 0
34 | 0
35 | 0
36 | 0
37 | 0
38 | 0
39 | 0
40 | 0
41 | 0
42 | 0
43 | 0
44 | 0
45 | 0
46 | 0
47 | 0
48 | 0
49 | 0
50 | 0
51 | 0
52 | 0
53 | 0
54 | 0
55 | 0
56 | 0
57 | 0
58 | 0
59 | 0
60 | 0
61 | 0.0016667
62 | 0.0033333
63 | 0.005
64 | 0.0066667
65 | 0.0083333
66 | 0.01
67 | 0.011667
68 | 0.013333
69 | 0.015
70 | 0.016667
71 | 0.018333
72 | 0.02
73 | 0.021667
74 | 0.023333
75 | 0.025
76 | 0.026667
77 | 0.028333
78 | 0.03
79 | 0.031667
80 | 0.033333
81 | 0.035
82 | 0.036667
83 | 0.038333
84 | 0.04
85 | 0.041667
86 | 0.043333
87 | 0.045
88 | 0.046667
89 | 0.048333
90 | 0.05
91 | 0.06
92 | 0.07
93 | 0.08
94 | 0.09
95 | 0.1
96 | 0.13333
97 | 0.16667
98 | 0.2
99 | 0.35
100 | 0.5

## ServerTypeA
Rb4-lile(average of 15 servers,old)
HourOfDay | Events per hr (M) | Log Events Per Hour | Average of log-cpu | StdDev of log-cpu
0 | 0.54706 | -0.6032 | 2.71 | 0.31307
1 | 0.30211 | -1.197 | 2.5236 | 0.36369
2 | 0.19124 | -1.6542 | 2.4104 | 0.39785
3 | 0.17781 | -1.727 | 2.3554 | 0.40235
4 | 0.35924 | -1.0238 | 2.5455 | 0.36443
5 | 0.95435 | -0.046727 | 2.9667 | 0.27282
6 | 1.3952 | 0.33307 | 3.2003 | 0.21703
7 | 1.6468 | 0.49885 | 3.3055 | 0.21636
8 | 1.8977 | 0.64065 | 3.4103 | 0.21036
9 | 2.1127 | 0.74799 | 3.4874 | 0.19343
10 | 2.2471 | 0.80965 | 3.5409 | 0.18034
11 | 2.3459 | 0.85266 | 3.5532 | 0.17363
12 | 2.6348 | 0.96881 | 3.6277 | 0.15289
13 | 2.5971 | 0.95439 | 3.6105 | 0.15004
14 | 2.6368 | 0.96957 | 3.6333 | 0.14403
15 | 2.6292 | 0.96668 | 3.6229 | 0.14435
16 | 2.7095 | 0.99677 | 3.642 | 0.14145
17 | 2.6673 | 0.98106 | 3.654 | 0.14762
18 | 3.6255 | 1.288 | 3.902 | 0.15144
19 | 4.3995 | 1.4815 | 4.0438 | 0.11346
20 | 4.2814 | 1.4543 | 4.0002 | 0.12482
21 | 3.3527 | 1.2098 | 3.781 | 0.16737
22 | 2.0334 | 0.70969 | 3.4472 | 0.23133
23 | 1.0004 | 0.00043398 | 3.02 | 0.28173
Total | 48.7448
Regression from number of events to log-CPU
|  | x^3 | x^2 | x | c
| Coeff | 0.022406 | -0.22548 | 0.97181 | 2.2275
Regression from log of number of events to std of log CPU
|  | ln(EPH) | C
| Coeff | -0.092493 | 0.25604
Prediction | [9 empty] | Commulative Distribution (Probability CPU is less)
EPH(in M) | Log-EPH | Log-CPU | CPU | STD of LOG-CPU | 0.0 | 2.5 | 7.5 | 12.5 | 17.5 | 21.5 | 26.5 | 31.5 | 36.5 | 41.5 | 46.5 | 51.5 | 56.5 | 61.5 | 66.5 | 71.5 | 76.5 | 81.5 | 86.5 | 91.5 | 96.5 | 101.5
0.1 | -2.3026 | 2.3224 | 10.2006 | 0.46901 | 0 | 0.0013583 | 0.256 | 0.66765 | 0.8751 | 0.94405 | 0.9791 | 0.99189 | 0.99672 | 0.99861 | 0.99939 | 0.99972 | 0.99987 | 0.99994 | 0.99997 | 0.99998 | 0.99999 | 1 | 1 | 1 | 1 | 1
0.2 | -1.6094 | 2.413 | 11.1676 | 0.4049 | 0 | 0.00010928 | 0.16275 | 0.60964 | 0.86637 | 0.94714 | 0.98359 | 0.99478 | 0.99828 | 0.99941 | 0.99979 | 0.99992 | 0.99997 | 0.99999 | 0.99999 | 1 | 1 | 1 | 1 | 1 | 1 | 1
0.3 | -1.204 | 2.4993 | 12.1745 | 0.3674 | 0 | 8.2055e-06 | 0.093654 | 0.52862 | 0.83833 | 0.93918 | 0.98287 | 0.99517 | 0.9986 | 0.99958 | 0.99987 | 0.99996 | 0.99999 | 0.99999 | 1 | 1 | 1 | 1 | 1 | 1 | 1 | 1
0.4 | -0.91629 | 2.5816 | 13.2179 | 0.34079 | 0 | 5.1307e-07 | 0.048174 | 0.43492 | 0.79488 | 0.92328 | 0.97938 | 0.99459 | 0.99856 | 0.99961 | 0.99989 | 0.99997 | 0.99999 | 1 | 1 | 1 | 1 | 1 | 1 | 1 | 1 | 1
0.5 | -0.69315 | 2.6598 | 14.2938 | 0.32015 | 0 | 2.5756e-08 | 0.021981 | 0.33766 | 0.73635 | 0.89886 | 0.97309 | 0.99321 | 0.9983 | 0.99956 | 0.99989 | 0.99997 | 0.99999 | 1 | 1 | 1 | 1 | 1 | 1 | 1 | 1 | 1
0.6 | -0.51083 | 2.7342 | 15.3981 | 0.30329 | 0 | 1.0225e-09 | 0.0088501 | 0.24588 | 0.66345 | 0.86447 | 0.96328 | 0.99086 | 0.99778 | 0.99946 | 0.99987 | 0.99997 | 0.99999 | 1 | 1 | 1 | 1 | 1 | 1 | 1 | 1 | 1
0.7 | -0.35667 | 2.805 | 16.5264 | 0.28903 | 0 | 3.19e-11 | 0.0031333 | 0.167 | 0.57849 | 0.81866 | 0.94884 | 0.98718 | 0.99694 | 0.99928 | 0.99983 | 0.99996 | 0.99999 | 1 | 1 | 1 | 1 | 1 | 1 | 1 | 1 | 1
0.8 | -0.22314 | 2.8721 | 17.6742 | 0.27668 | 0 | 7.8063e-13 | 0.00097349 | 0.1053 | 0.48572 | 0.76059 | 0.92839 | 0.98163 | 0.99562 | 0.99898 | 0.99976 | 0.99994 | 0.99999 | 1 | 1 | 1 | 1 | 1 | 1 | 1 | 1 | 1
0.9 | -0.10536 | 2.9358 | 18.8369 | 0.26578 | 0 | 1.4991e-14 | 0.00026521 | 0.061422 | 0.3909 | 0.69059 | 0.90047 | 0.97348 | 0.99359 | 0.99852 | 0.99966 | 0.99992 | 0.99998 | 1 | 1 | 1 | 1 | 1 | 1 | 1 | 1 | 1
1 | 0 | 2.9962 | 20.01 | 0.25604 | 0 | 2.2637e-16 | 6.3362e-05 | 0.033059 | 0.30032 | 0.61046 | 0.86371 | 0.96182 | 0.99055 | 0.99781 | 0.9995 | 0.99989 | 0.99997 | 0.99999 | 1 | 1 | 1 | 1 | 1 | 1 | 1 | 1
1.1 | 0.09531 | 3.0535 | 21.1889 | 0.24722 | 0 | 2.6954e-18 | 1.3289e-05 | 0.016392 | 0.21955 | 0.52351 | 0.81719 | 0.94563 | 0.98609 | 0.99673 | 0.99926 | 0.99984 | 0.99996 | 0.99999 | 1 | 1 | 1 | 1 | 1 | 1 | 1 | 1
1.2 | 0.18232 | 3.1077 | 22.3694 | 0.23917 | 0 | 2.539e-20 | 2.4502e-06 | 0.0074825 | 0.15235 | 0.43418 | 0.76068 | 0.92381 | 0.97968 | 0.99512 | 0.99889 | 0.99976 | 0.99995 | 0.99999 | 1 | 1 | 1 | 1 | 1 | 1 | 1 | 1
1.3 | 0.26236 | 3.159 | 23.5474 | 0.23177 | 0 | 1.8984e-22 | 3.9793e-07 | 0.003144 | 0.10016 | 0.34736 | 0.69486 | 0.89534 | 0.97069 | 0.99276 | 0.99834 | 0.99963 | 0.99992 | 0.99998 | 1 | 1 | 1 | 1 | 1 | 1 | 1 | 1
1.4 | 0.33647 | 3.2076 | 24.719 | 0.22492 | 0 | 1.1305e-24 | 5.7047e-08 | 0.0012166 | 0.062324 | 0.26752 | 0.62146 | 0.85944 | 0.95844 | 0.98938 | 0.99752 | 0.99945 | 0.99988 | 0.99997 | 0.99999 | 1 | 1 | 1 | 1 | 1 | 1 | 1
1.5 | 0.40547 | 3.2535 | 25.8809 | 0.21854 | 0 | 5.3777e-27 | 7.235e-09 | 0.00043386 | 0.036681 | 0.19805 | 0.54307 | 0.8157 | 0.94217 | 0.98464 | 0.99633 | 0.99918 | 0.99982 | 0.99996 | 0.99999 | 1 | 1 | 1 | 1 | 1 | 1 | 1
1.6 | 0.47 | 3.2969 | 27.0299 | 0.21257 | 0 | 2.0486e-29 | 8.1351e-10 | 0.00014275 | 0.020417 | 0.14079 | 0.4629 | 0.76423 | 0.92118 | 0.97815 | 0.99465 | 0.99879 | 0.99974 | 0.99995 | 0.99999 | 1 | 1 | 1 | 1 | 1 | 1 | 1
1.7 | 0.53063 | 3.338 | 28.1634 | 0.20696 | 0 | 6.2607e-32 | 8.1253e-11 | 4.3383e-05 | 0.010749 | 0.096039 | 0.38432 | 0.70575 | 0.89487 | 0.96948 | 0.9923 | 0.99823 | 0.99962 | 0.99992 | 0.99998 | 1 | 1 | 1 | 1 | 1 | 1 | 1
1.8 | 0.58779 | 3.3769 | 29.2792 | 0.20167 | 0 | 1.5367e-34 | 7.2207e-12 | 1.219e-05 | 0.0053546 | 0.062845 | 0.31047 | 0.64152 | 0.86281 | 0.95815 | 0.9891 | 0.99745 | 0.99944 | 0.99988 | 0.99998 | 1 | 1 | 1 | 1 | 1 | 1 | 1
1.9 | 0.64185 | 3.4136 | 30.3757 | 0.19667 | 0 | 3.0292e-37 | 5.7158e-13 | 3.1701e-06 | 0.0025246 | 0.039442 | 0.24383 | 0.57331 | 0.82482 | 0.9437 | 0.98481 | 0.99637 | 0.9992 | 0.99983 | 0.99997 | 0.99999 | 1 | 1 | 1 | 1 | 1 | 1
2 | 0.69315 | 3.4485 | 31.4517 | 0.19193 | 0 | 4.7911e-40 | 4.0328e-14 | 7.6344e-07 | 0.0011269 | 0.023739 | 0.18604 | 0.50319 | 0.78101 | 0.9257 | 0.97919 | 0.99491 | 0.99886 | 0.99976 | 0.99995 | 0.99999 | 1 | 1 | 1 | 1 | 1 | 1
2.1 | 0.74194 | 3.4814 | 32.5066 | 0.18741 | 0 | 6.0656e-43 | 2.5358e-15 | 1.703e-07 | 0.00047634 | 0.0137 | 0.13784 | 0.43335 | 0.73179 | 0.90376 | 0.97195 | 0.99296 | 0.99841 | 0.99967 | 0.99993 | 0.99999 | 1 | 1 | 1 | 1 | 1 | 1
2.2 | 0.78846 | 3.5127 | 33.5403 | 0.18311 | 0 | 6.1239e-46 | 1.4198e-16 | 3.5178e-08 | 0.00019063 | 0.0075798 | 0.099106 | 0.3659 | 0.6779 | 0.87757 | 0.9628 | 0.99041 | 0.9978 | 0.99954 | 0.99991 | 0.99998 | 1 | 1 | 1 | 1 | 1 | 1
2.3 | 0.83291 | 3.5425 | 34.5532 | 0.179 | 0 | 4.9046e-49 | 7.0657e-18 | 6.7239e-09 | 7.2189e-05 | 0.0040182 | 0.069114 | 0.30264 | 0.62028 | 0.84695 | 0.95144 | 0.98711 | 0.99699 | 0.99936 | 0.99987 | 0.99998 | 1 | 1 | 1 | 1 | 1 | 1
2.4 | 0.87547 | 3.5708 | 35.5462 | 0.17506 | 0 | 3.0944e-52 | 3.1167e-19 | 1.1873e-09 | 2.5845e-05 | 0.0020395 | 0.046712 | 0.245 | 0.56011 | 0.81181 | 0.93754 | 0.9829 | 0.99594 | 0.99913 | 0.99983 | 0.99997 | 0.99999 | 1 | 1 | 1 | 1 | 1
2.5 | 0.91629 | 3.5979 | 36.5209 | 0.17129 | 0 | 1.5243e-55 | 1.2138e-20 | 1.9326e-10 | 8.7343e-06 | 0.00098999 | 0.030568 | 0.19395 | 0.49867 | 0.77222 | 0.92077 | 0.9776 | 0.99458 | 0.99883 | 0.99977 | 0.99996 | 0.99999 | 1 | 1 | 1 | 1 | 1
2.6 | 0.95551 | 3.6238 | 37.4792 | 0.16766 | 0 | 5.7993e-59 | 4.1517e-22 | 2.8903e-11 | 2.7804e-06 | 0.0004588 | 0.019342 | 0.14996 | 0.43727 | 0.72835 | 0.90083 | 0.97098 | 0.99282 | 0.99843 | 0.99969 | 0.99994 | 0.99999 | 1 | 1 | 1 | 1 | 1
2.7 | 0.99325 | 3.6487 | 38.4237 | 0.16417 | 0 | 1.6819e-62 | 1.2392e-23 | 3.9553e-12 | 8.3134e-07 | 0.00020256 | 0.011815 | 0.11309 | 0.37719 | 0.68051 | 0.8774 | 0.9628 | 0.99058 | 0.99792 | 0.99958 | 0.99992 | 0.99999 | 1 | 1 | 1 | 1 | 1
2.8 | 1.0296 | 3.6727 | 39.3574 | 0.16081 | 0 | 3.6614e-66 | 3.2015e-25 | 4.9265e-13 | 2.3261e-07 | 8.4955e-05 | 0.0069521 | 0.083045 | 0.31964 | 0.62917 | 0.85015 | 0.95276 | 0.98772 | 0.99725 | 0.99945 | 0.9999 | 0.99998 | 1 | 1 | 1 | 1 | 1
2.9 | 1.0647 | 3.6959 | 40.2837 | 0.15756 | 0 | 5.8755e-70 | 7.0908e-27 | 5.5494e-14 | 6.0624e-08 | 3.3725e-05 | 0.0039298 | 0.059256 | 0.26565 | 0.57487 | 0.8188 | 0.9405 | 0.98411 | 0.99638 | 0.99927 | 0.99986 | 0.99998 | 1 | 1 | 1 | 1 | 1
3 | 1.0986 | 3.7186 | 41.2066 | 0.15442 | 0 | 6.8072e-74 | 1.3311e-28 | 5.6094e-15 | 1.4636e-08 | 1.2616e-05 | 0.0021269 | 0.040979 | 0.21611 | 0.51832 | 0.78307 | 0.92562 | 0.97952 | 0.99524 | 0.99903 | 0.99982 | 0.99997 | 0.99999 | 1 | 1 | 1 | 1
3.1 | 1.1314 | 3.7408 | 42.1306 | 0.15139 | 0 | 5.5599e-78 | 2.0895e-30 | 5.0414e-16 | 3.2507e-09 | 4.4235e-06 | 0.0010976 | 0.027381 | 0.17166 | 0.46032 | 0.74273 | 0.90765 | 0.97372 | 0.99377 | 0.99871 | 0.99976 | 0.99996 | 0.99999 | 1 | 1 | 1 | 1
3.2 | 1.1632 | 3.7626 | 43.0606 | 0.14846 | 0 | 3.1159e-82 | 2.701e-32 | 3.9852e-17 | 6.59e-10 | 1.4445e-06 | 0.00053753 | 0.017609 | 0.13276 | 0.40181 | 0.69764 | 0.88601 | 0.96635 | 0.99182 | 0.99829 | 0.99968 | 0.99995 | 0.99999 | 1 | 1 | 1 | 1
3.3 | 1.1939 | 3.7842 | 44.002 | 0.14561 | 0 | 1.162e-86 | 2.8245e-34 | 2.7364e-18 | 1.2079e-10 | 4.3597e-07 | 0.00024833 | 0.010852 | 0.099617 | 0.34382 | 0.64773 | 0.86006 | 0.95701 | 0.98926 | 0.99772 | 0.99957 | 0.99993 | 0.99999 | 1 | 1 | 1 | 1
3.4 | 1.2238 | 3.8058 | 44.9607 | 0.14285 | 0 | 2.7864e-91 | 2.3414e-36 | 1.6086e-19 | 1.9802e-11 | 1.2055e-07 | 0.00010748 | 0.0063732 | 0.072223 | 0.2875 | 0.59315 | 0.8291 | 0.94512 | 0.98584 | 0.99693 | 0.99942 | 0.9999 | 0.99998 | 1 | 1 | 1 | 1
3.5 | 1.2528 | 3.8274 | 45.9431 | 0.14017 | 0 | 4.1336e-96 | 1.5037e-38 | 7.9631e-21 | 2.867e-12 | 3.0222e-08 | 4.323e-05 | 0.0035446 | 0.050341 | 0.23403 | 0.53425 | 0.79235 | 0.92998 | 0.98127 | 0.99583 | 0.9992 | 0.99986 | 0.99998 | 1 | 1 | 1 | 1
3.6 | 1.2809 | 3.8492 | 46.9562 | 0.13756 | 0 | 3.634e-101 | 7.2894e-41 | 3.2573e-22 | 3.6129e-13 | 6.788e-09 | 1.6006e-05 | 0.0018529 | 0.033535 | 0.18461 | 0.47171 | 0.74904 | 0.91069 | 0.97509 | 0.99429 | 0.99888 | 0.99981 | 0.99997 | 1 | 1 | 1 | 1
3.7 | 1.3083 | 3.8714 | 48.0074 | 0.13503 | 0 | 1.8048e-106 | 2.5906e-43 | 1.0776e-23 | 3.8977e-14 | 1.3473e-09 | 5.3956e-06 | 0.00090235 | 0.021202 | 0.14035 | 0.40661 | 0.6985 | 0.88615 | 0.9667 | 0.99209 | 0.99841 | 0.99972 | 0.99996 | 0.99999 | 1 | 1 | 1
3.8 | 1.335 | 3.894 | 49.105 | 0.13256 | 0 | 4.8017e-112 | 6.5313e-46 | 2.8144e-25 | 3.5322e-15 | 2.3258e-10 | 1.6349e-06 | 0.0004052 | 0.012616 | 0.10216 | 0.34046 | 0.64029 | 0.85503 | 0.95524 | 0.98892 | 0.9977 | 0.99959 | 0.99993 | 0.99999 | 1 | 1 | 1
3.9 | 1.361 | 3.9172 | 50.2578 | 0.13016 | 0 | 6.4514e-118 | 1.1259e-48 | 5.6451e-27 | 2.6314e-16 | 3.4294e-11 | 4.3881e-07 | 0.00016577 | 0.0069969 | 0.070636 | 0.27523 | 0.5744 | 0.8158 | 0.93955 | 0.98428 | 0.99662 | 0.99938 | 0.9999 | 0.99998 | 1 | 1 | 1
4 | 1.3863 | 3.9411 | 51.4753 | 0.12782 | 0 | 4.1009e-124 | 1.2737e-51 | 8.4316e-29 | 1.5725e-17 | 4.2304e-12 | 1.0256e-07 | 6.0929e-05 | 0.0035755 | 0.045965 | 0.21322 | 0.5015 | 0.7669 | 0.91806 | 0.97745 | 0.99493 | 0.99903 | 0.99984 | 0.99998 | 1 | 1 | 1
4.1 | 1.411 | 3.9659 | 52.7682 | 0.12553 | 0 | 1.1475e-130 | 9.0301e-55 | 9.0568e-31 | 7.3309e-19 | 4.2638e-13 | 2.047e-08 | 1.9794e-05 | 0.0016609 | 0.027837 | 0.15688 | 0.42317 | 0.7069 | 0.88874 | 0.9673 | 0.99224 | 0.99845 | 0.99973 | 0.99996 | 0.99999 | 1 | 1
4.2 | 1.4351 | 3.9917 | 54.1478 | 0.1233 | 0 | 1.3051e-137 | 3.8115e-58 | 6.7276e-33 | 2.5836e-20 | 3.4178e-14 | 3.4112e-09 | 5.5778e-06 | 0.00069036 | 0.015485 | 0.10844 | 0.34215 | 0.63491 | 0.8491 | 0.95219 | 0.98792 | 0.99747 | 0.99954 | 0.99993 | 0.99999 | 1 | 1
4.3 | 1.4586 | 4.0187 | 55.6266 | 0.12113 | 0 | 5.5254e-145 | 9.0455e-62 | 3.3072e-35 | 6.6422e-22 | 2.1129e-15 | 4.6256e-10 | 1.3339e-06 | 0.00025204 | 0.0077883 | 0.069501 | 0.26227 | 0.55117 | 0.79636 | 0.92976 | 0.98089 | 0.99574 | 0.99919 | 0.99987 | 0.99998 | 1 | 1
4.4 | 1.4816 | 4.0469 | 57.2185 | 0.119 | 0 | 7.9024e-153 | 1.1324e-65 | 1.024e-37 | 1.1964e-23 | 9.7283e-17 | 4.955e-11 | 2.6398e-07 | 7.9095e-05 | 0.0034772 | 0.040661 | 0.18812 | 0.45771 | 0.72787 | 0.89675 | 0.96943 | 0.99267 | 0.99852 | 0.99974 | 0.99996 | 0.99999 | 1
4.5 | 1.5041 | 4.0765 | 58.9388 | 0.11692 | 0 | 3.4303e-161 | 6.9655e-70 | 1.8894e-40 | 1.4425e-25 | 3.2058e-18 | 4.0532e-12 | 4.1986e-08 | 2.0805e-05 | 0.0013484 | 0.021311 | 0.12427 | 0.35889 | 0.642 | 0.84904 | 0.95077 | 0.98714 | 0.99721 | 0.99948 | 0.99992 | 0.99999 | 1
4.6 | 1.5261 | 4.1077 | 60.8044 | 0.11489 | 0 | 4.0164e-170 | 1.945e-74 | 1.9519e-43 | 1.1056e-27 | 7.2269e-20 | 2.4353e-13 | 5.1891e-09 | 4.4541e-06 | 0.00044261 | 0.0097846 | 0.074149 | 0.26139 | 0.53944 | 0.78212 | 0.92078 | 0.97718 | 0.99461 | 0.99892 | 0.99981 | 0.99997 | 1
4.7 | 1.5476 | 4.1405 | 62.8341 | 0.1129 | 0 | 1.1136e-179 | 2.2576e-79 | 1.0528e-46 | 5.0825e-30 | 1.0587e-21 | 1.028e-14 | 4.7936e-10 | 7.5006e-07 | 0.00011935 | 0.0038324 | 0.039044 | 0.17331 | 0.42462 | 0.69225 | 0.87376 | 0.95934 | 0.98938 | 0.99768 | 0.99956 | 0.99993 | 1
4.8 | 1.5686 | 4.1751 | 65.0492 | 0.11095 | 0 | 6.3345e-190 | 9.8737e-85 | 2.7417e-50 | 1.3119e-32 | 9.5078e-24 | 2.8978e-16 | 3.1649e-11 | 9.5487e-08 | 2.5518e-05 | 0.0012409 | 0.017643 | 0.10205 | 0.30654 | 0.57879 | 0.80295 | 0.92805 | 0.97892 | 0.9949 | 0.99895 | 0.99981 | 1
4.9 | 1.5892 | 4.2117 | 67.4734 | 0.10905 | 0 | 6.3104e-201 | 1.4587e-90 | 3.1564e-54 | 1.7653e-35 | 4.8987e-26 | 5.146e-18 | 1.4184e-12 | 8.7764e-09 | 4.1515e-06 | 0.00032009 | 0.0066168 | 0.051795 | 0.19764 | 0.447 | 0.70249 | 0.87522 | 0.95837 | 0.98864 | 0.99739 | 0.99948 | 1
5 | 1.6094 | 4.2504 | 70.1334 | 0.10718 | 0 | 9.2465e-213 | 6.4447e-97 | 1.4556e-58 | 1.1384e-38 | 1.3431e-28 | 5.3873e-20 | 4.0666e-14 | 5.5217e-10 | 4.8977e-07 | 6.2963e-05 | 0.0019796 | 0.021856 | 0.11016 | 0.30982 | 0.57145 | 0.79124 | 0.91946 | 0.97483 | 0.99346 | 0.99855 | 1
5.1 | 1.6292 | 4.2913 | 73.0598 | 0.10535 | 0 | 1.6439e-225 | 7.4353e-104 | 2.4068e-63 | 3.1999e-42 | 1.7992e-31 | 3.0819e-22 | 6.967e-16 | 2.2358e-11 | 3.9614e-08 | 8.9736e-06 | 0.00045084 | 0.0073444 | 0.051022 | 0.18592 | 0.41884 | 0.66886 | 0.85031 | 0.94553 | 0.98368 | 0.99587 | 1
5.2 | 1.6487 | 4.3345 | 76.2872 | 0.10355 | 0 | 2.8679e-239 | 1.9258e-111 | 1.2602e-68 | 3.5222e-46 | 1.0689e-34 | 8.8346e-25 | 6.5959e-18 | 5.4258e-13 | 2.0583e-09 | 8.728e-07 | 7.3954e-05 | 0.0018674 | 0.018725 | 0.092425 | 0.2657 | 0.51073 | 0.73837 | 0.8875 | 0.96046 | 0.98839 | 1
5.3 | 1.6677 | 4.3802 | 79.855 | 0.10179 | 0 | 3.8836e-254 | 9.4623e-120 | 1.8176e-74 | 1.3453e-50 | 2.5234e-38 | 1.1498e-27 | 3.1546e-20 | 7.2698e-15 | 6.3696e-11 | 5.4024e-08 | 8.1894e-06 | 0.00033821 | 0.0051456 | 0.036091 | 0.1388 | 0.33663 | 0.57939 | 0.78386 | 0.90945 | 0.96856 | 1
5.4 | 1.6864 | 4.4285 | 83.8085 | 0.10006 | 0 | 3.1519e-270 | 7.3102e-129 | 6.1746e-81 | 1.5555e-55 | 2.0899e-42 | 6.07e-31 | 6.8774e-23 | 4.8925e-17 | 1.0757e-12 | 1.9618e-09 | 5.6744e-07 | 4.0633e-05 | 0.00099017 | 0.01039 | 0.056206 | 0.18091 | 0.39006 | 0.62397 | 0.8099 | 0.92062 | 1
5.5 | 1.7047 | 4.4796 | 88.2 | 0.098361 | 0 | 1.1523e-287 | 7.2034e-139 | 4.1451e-88 | 4.6668e-61 | 5.273e-47 | 1.1436e-34 | 6.0761e-26 | 1.4834e-19 | 8.9597e-15 | 3.8029e-11 | 2.2516e-08 | 2.9791e-06 | 0.0001233 | 0.0020452 | 0.016419 | 0.073966 | 0.21093 | 0.42157 | 0.64559 | 0.81973 | 1
5.6 | 1.7228 | 4.5336 | 93.0898 | 0.096695 | 0 | 1.3841e-306 | 7.17e-150 | 4.5159e-96 | 3.0538e-67 | 3.4544e-52 | 6.6447e-39 | 1.9016e-29 | 1.7883e-22 | 3.2755e-17 | 3.5269e-13 | 4.6151e-10 | 1.2092e-07 | 9.0564e-06 | 0.00025202 | 0.0031776 | 0.021187 | 0.084556 | 0.22384 | 0.4293 | 0.64508 | 1
5.7 | 1.7405 | 4.5905 | 98.5477 | 0.095058 | 0 | 0 | 5.5581e-162 | 6.4006e-105 | 3.5826e-74 | 4.9034e-58 | 1.0087e-43 | 1.8081e-33 | 7.4278e-26 | 4.5949e-20 | 1.379e-15 | 4.3354e-12 | 2.425e-09 | 3.5213e-07 | 1.7525e-05 | 0.00036874 | 0.0038589 | 0.022851 | 0.085069 | 0.21752 | 0.41259 | 1
5.8 | 1.7579 | 4.6507 | 104.6551 | 0.093449 | 0 | 0 | 2.5108e-175 | 9.211e-115 | 6.0413e-82 | 1.2288e-64 | 3.3136e-49 | 4.3832e-38 | 9.0209e-30 | 2.1193e-23 | 1.964e-18 | 1.6248e-14 | 2.106e-11 | 6.3887e-09 | 6.0935e-07 | 2.283e-05 | 0.00039901 | 0.0037256 | 0.020734 | 0.075291 | 0.19266 | 1
5.9 | 1.775 | 4.7141 | 111.507 | 0.091868 | 0 | 0 | 4.7832e-190 | 1.0191e-125 | 1.1416e-90 | 4.3134e-72 | 1.9015e-55 | 2.2186e-43 | 2.6552e-34 | 2.6917e-27 | 8.6116e-22 | 2.0699e-17 | 6.7958e-14 | 4.6709e-11 | 9.2006e-09 | 6.5817e-07 | 2.0524e-05 | 0.00032204 | 0.002853 | 0.015678 | 0.057814 | 1
6 | 1.7918 | 4.7809 | 119.2148 | 0.090313 | 0 | 0 | 2.6795e-206 | 6.3467e-138 | 1.8258e-100 | 1.6323e-80 | 1.4952e-62 | 1.8677e-49 | 1.5284e-39 | 7.6822e-32 | 9.5803e-26 | 7.4512e-21 | 6.827e-17 | 1.161e-13 | 5.1213e-11 | 7.5415e-09 | 4.5033e-07 | 1.2703e-05 | 0.00019124 | 0.0016966 | 0.0096274 | 1
Probability Distribution for CPU to fall into bin ventered at each 5% step
EPH(in M) | 0 | 5 | 10 | 15 | 20 | 25 | 30 | 35 | 40 | 45 | 50 | 55 | 60 | 65 | 70 | 75 | 80 | 85 | 90 | 95 | 100
0.1 | 0 | 0.25464 | 0.41165 | 0.20745 | 0.068953 | 0.035048 | 0.012791 | 0.0048245 | 0.0018957 | 0.00077676 | 0.00033133 | 0.00014675 | 6.7305e-05 | 3.1875e-05 | 1.5548e-05 | 7.7938e-06 | 4.0061e-06 | 2.1076e-06 | 1.133e-06 | 6.2134e-07 | 8.2914e-07
0.2 | 0 | 0.16264 | 0.44689 | 0.25673 | 0.080779 | 0.036441 | 0.011196 | 0.0034949 | 0.0011292 | 0.00038011 | 0.00013345 | 4.881e-05 | 1.8563e-05 | 7.3224e-06 | 2.9888e-06 | 1.2594e-06 | 5.4663e-07 | 2.4389e-07 | 1.1165e-07 | 5.2359e-08 | 5.0178e-08
0.3 | 0 | 0.093646 | 0.43497 | 0.30971 | 0.10085 | 0.043692 | 0.012294 | 0.003432 | 0.00097975 | 0.00028966 | 8.9102e-05 | 2.8546e-05 | 9.5172e-06 | 3.2965e-06 | 1.1839e-06 | 4.3994e-07 | 1.6881e-07 | 6.6747e-08 | 2.7147e-08 | 1.1338e-08 | 8.765e-09
0.4 | 0 | 0.048173 | 0.38674 | 0.35996 | 0.12841 | 0.056094 | 0.015209 | 0.0039746 | 0.0010451 | 0.00028193 | 7.8722e-05 | 2.283e-05 | 6.8816e-06 | 2.1546e-06 | 6.9981e-07 | 2.3539e-07 | 8.1849e-08 | 2.9369e-08 | 1.0855e-08 | 4.1263e-09 | 2.7149e-09
0.5 | 0 | 0.021981 | 0.31568 | 0.39869 | 0.16252 | 0.074222 | 0.020123 | 0.0050875 | 0.0012689 | 0.00032084 | 8.3338e-05 | 2.2379e-05 | 6.2291e-06 | 1.7982e-06 | 5.3807e-07 | 1.6672e-07 | 5.3418e-08 | 1.7671e-08 | 6.0261e-09 | 2.1152e-09 | 1.2226e-09
0.6 | 0 | 0.0088501 | 0.23703 | 0.41757 | 0.20102 | 0.098805 | 0.027584 | 0.006923 | 0.001676 | 0.00040545 | 9.9827e-05 | 2.5254e-05 | 6.5949e-06 | 1.7814e-06 | 4.9799e-07 | 1.4401e-07 | 4.3042e-08 | 1.3281e-08 | 4.2252e-09 | 1.3841e-09 | 7.1808e-10
0.7 | 0 | 0.0031333 | 0.16386 | 0.4115 | 0.24016 | 0.13018 | 0.038344 | 0.0097585 | 0.0023363 | 0.00054991 | 0.0001303 | 3.1483e-05 | 7.8124e-06 | 1.9981e-06 | 5.2753e-07 | 1.4384e-07 | 4.0495e-08 | 1.1762e-08 | 3.521e-09 | 1.0852e-09 | 5.1327e-10
0.8 | 0 | 0.00097349 | 0.10433 | 0.38042 | 0.27487 | 0.1678 | 0.053236 | 0.013988 | 0.0033647 | 0.00078142 | 0.00018044 | 4.2122e-05 | 1.0036e-05 | 2.4538e-06 | 6.1739e-07 | 1.6006e-07 | 4.2776e-08 | 1.1781e-08 | 3.3418e-09 | 9.7557e-10 | 4.256e-10
0.9 | 0 | 0.00026521 | 0.061157 | 0.32947 | 0.29969 | 0.20988 | 0.073008 | 0.020115 | 0.004928 | 0.0011429 | 0.00025995 | 5.9198e-05 | 1.3663e-05 | 3.2195e-06 | 7.7771e-07 | 1.9304e-07 | 4.9291e-08 | 1.2951e-08 | 3.5009e-09 | 9.732e-10 | 3.9524e-10
1 | 0 | 6.3362e-05 | 0.032996 | 0.26726 | 0.31014 | 0.25326 | 0.098108 | 0.028732 | 0.0072542 | 0.0016976 | 0.00038387 | 8.5989e-05 | 1.9371e-05 | 4.4291e-06 | 1.0337e-06 | 2.4709e-07 | 6.0609e-08 | 1.5269e-08 | 3.9522e-09 | 1.0509e-09 | 4.0024e-10
1.1 | 0 | 1.3289e-05 | 0.016379 | 0.20316 | 0.30395 | 0.29369 | 0.12843 | 0.040462 | 0.010638 | 0.0025349 | 0.0005745 | 0.0001275 | 2.8215e-05 | 6.297e-06 | 1.4276e-06 | 3.3027e-07 | 7.8178e-08 | 1.8966e-08 | 4.7191e-09 | 1.2047e-09 | 4.3286e-10
1.2 | 0 | 2.4502e-06 | 0.0074801 | 0.14486 | 0.28183 | 0.3265 | 0.16313 | 0.055871 | 0.015439 | 0.0037763 | 0.00086382 | 0.00019113 | 4.1783e-05 | 9.1487e-06 | 2.0241e-06 | 4.551e-07 | 1.0437e-07 | 2.4469e-08 | 5.8726e-09 | 1.4439e-09 | 4.918e-10
1.3 | 0 | 3.9793e-07 | 0.0031436 | 0.097017 | 0.2472 | 0.34751 | 0.20048 | 0.075354 | 0.022064 | 0.0055795 | 0.0012963 | 0.00028752 | 6.2399e-05 | 1.3463e-05 | 2.9184e-06 | 6.4004e-07 | 1.4268e-07 | 3.2426e-08 | 7.5275e-09 | 1.7871e-09 | 5.7935e-10
1.4 | 0 | 5.7047e-08 | 0.0012165 | 0.061107 | 0.2052 | 0.35394 | 0.23798 | 0.098998 | 0.030942 | 0.0081406 | 0.0019315 | 0.00043157 | 9.3381e-05 | 1.9929e-05 | 4.2473e-06 | 9.1141e-07 | 1.9804e-07 | 4.3742e-08 | 9.8455e-09 | 2.2619e-09 | 7.0021e-10
1.5 | 0 | 7.235e-09 | 0.00043385 | 0.036247 | 0.16137 | 0.34502 | 0.27263 | 0.12647 | 0.042473 | 0.011692 | 0.0028471 | 0.00064359 | 0.00013936 | 2.9518e-05 | 6.203e-06 | 1.3059e-06 | 2.7727e-07 | 5.9647e-08 | 1.3042e-08 | 2.9048e-09 | 8.6097e-10
1.6 | 0 | 8.1351e-10 | 0.00014275 | 0.020275 | 0.12037 | 0.32211 | 0.30134 | 0.15695 | 0.056972 | 0.016494 | 0.0041403 | 0.00095045 | 0.00020665 | 4.3567e-05 | 9.0508e-06 | 1.8736e-06 | 3.8948e-07 | 8.1755e-08 | 1.7395e-08 | 3.7616e-09 | 1.0698e-09
1.7 | 0 | 8.1253e-11 | 4.3383e-05 | 0.010706 | 0.085289 | 0.28828 | 0.32143 | 0.18912 | 0.074607 | 0.022822 | 0.0059288 | 0.0013869 | 0.00030365 | 6.3882e-05 | 1.3149e-05 | 2.6816e-06 | 5.4675e-07 | 1.1215e-07 | 2.3252e-08 | 4.8876e-09 | 1.3362e-09
1.8 | 0 | 7.2207e-12 | 1.219e-05 | 0.0053424 | 0.057491 | 0.24762 | 0.33105 | 0.22129 | 0.09534 | 0.030945 | 0.0083497 | 0.0019964 | 0.00044132 | 9.2856e-05 | 1.8973e-05 | 3.8186e-06 | 7.647e-07 | 1.5349e-07 | 3.104e-08 | 6.3487e-09 | 1.6707e-09
1.9 | 0 | 5.7158e-13 | 3.1701e-06 | 0.0025214 | 0.036917 | 0.20438 | 0.32948 | 0.25151 | 0.11889 | 0.041104 | 0.011558 | 0.0028323 | 0.00063364 | 0.0001336 | 2.7145e-05 | 5.3993e-06 | 1.0633e-06 | 2.0905e-07 | 4.1276e-08 | 8.2208e-09 | 2.0849e-09
2 | 0 | 4.0328e-14 | 7.6344e-07 | 0.0011262 | 0.022612 | 0.1623 | 0.31714 | 0.27782 | 0.14469 | 0.053485 | 0.015719 | 0.0039584 | 0.00089815 | 0.00019011 | 3.8467e-05 | 7.5711e-06 | 1.4678e-06 | 2.8291e-07 | 5.4578e-08 | 1.0591e-08 | 2.591e-09
2.1 | 0 | 2.5358e-15 | 1.703e-07 | 0.00047617 | 0.013224 | 0.12414 | 0.29552 | 0.29844 | 0.17196 | 0.068193 | 0.02101 | 0.0054496 | 0.0012565 | 0.00026745 | 5.3965e-05 | 1.0522e-05 | 2.01e-06 | 3.8008e-07 | 7.1682e-08 | 1.356e-08 | 3.2021e-09
2.2 | 0 | 1.4198e-16 | 3.5178e-08 | 0.00019059 | 0.0073892 | 0.091526 | 0.26679 | 0.312 | 0.19968 | 0.085232 | 0.027605 | 0.0073921 | 0.0017353 | 0.00037197 | 7.494e-05 | 1.4489e-05 | 2.7294e-06 | 5.0669e-07 | 9.3469e-08 | 1.7242e-08 | 3.9327e-09
2.3 | 0 | 7.0657e-18 | 6.7239e-09 | 7.2182e-05 | 0.003946 | 0.065095 | 0.23353 | 0.31764 | 0.22667 | 0.10449 | 0.035672 | 0.0098843 | 0.0023667 | 0.00051167 | 0.00010305 | 1.9775e-05 | 3.6764e-06 | 6.7038e-07 | 1.2101e-07 | 2.1775e-08 | 4.7994e-09
2.4 | 0 | 3.1167e-19 | 1.1873e-09 | 2.5844e-05 | 0.0020137 | 0.044672 | 0.19829 | 0.31511 | 0.2517 | 0.12572 | 0.045368 | 0.013037 | 0.0031898 | 0.00069656 | 0.0001404 | 2.6767e-05 | 4.9146e-06 | 8.8077e-07 | 1.5564e-07 | 2.7327e-08 | 5.8228e-09
2.5 | 0 | 1.2138e-20 | 1.9326e-10 | 8.7341e-06 | 0.00098125 | 0.029578 | 0.16338 | 0.30472 | 0.27355 | 0.14856 | 0.056826 | 0.016974 | 0.004252 | 0.0009393 | 0.00018972 | 3.5968e-05 | 6.5269e-06 | 1.1503e-06 | 1.9906e-07 | 3.4112e-08 | 7.0298e-09
2.6 | 0 | 4.1517e-22 | 2.8903e-11 | 2.7804e-06 | 0.00045602 | 0.018884 | 0.13062 | 0.28731 | 0.29108 | 0.17249 | 0.07015 | 0.021835 | 0.0056111 | 0.001256 | 0.00025453 | 4.8038e-05 | 8.6224e-06 | 1.4952e-06 | 2.5353e-07 | 4.2416e-08 | 8.4579e-09
2.7 | 0 | 1.2392e-23 | 3.9553e-12 | 8.3133e-07 | 0.00020173 | 0.011613 | 0.10127 | 0.2641 | 0.30332 | 0.19688 | 0.085405 | 0.027775 | 0.0073382 | 0.0016673 | 0.00033952 | 6.3863e-05 | 1.1349e-05 | 1.9379e-06 | 3.2211e-07 | 5.2635e-08 | 1.016e-08
2.8 | 0 | 3.2015e-25 | 4.9265e-13 | 2.3261e-07 | 8.4723e-05 | 0.0068671 | 0.076093 | 0.23659 | 0.30953 | 0.22098 | 0.10261 | 0.034968 | 0.0095212 | 0.0022004 | 0.00045096 | 8.4651e-05 | 1.4909e-05 | 2.509e-06 | 4.091e-07 | 6.5326e-08 | 1.2215e-08
2.9 | 0 | 7.0908e-27 | 5.5494e-14 | 6.0624e-08 | 3.3664e-05 | 0.003896 | 0.055326 | 0.2064 | 0.30922 | 0.24393 | 0.1217 | 0.043606 | 0.01227 | 0.0028907 | 0.0005974 | 0.00011208 | 1.959e-05 | 3.2525e-06 | 5.2067e-07 | 8.13e-08 | 1.4738e-08
3 | 0 | 1.3311e-28 | 5.6094e-15 | 1.4636e-08 | 1.2601e-05 | 0.0021142 | 0.038852 | 0.17513 | 0.30221 | 0.26475 | 0.14256 | 0.053898 | 0.015722 | 0.0037858 | 0.00079064 | 0.00014854 | 2.5804e-05 | 4.232e-06 | 6.6583e-07 | 1.0175e-07 | 1.7899e-08
3.1 | 0 | 2.0895e-30 | 5.0414e-16 | 3.2507e-09 | 4.4203e-06 | 0.0010932 | 0.026283 | 0.14428 | 0.28866 | 0.28241 | 0.16491 | 0.066069 | 0.020049 | 0.0049495 | 0.0010473 | 0.00019746 | 3.4155e-05 | 5.5419e-06 | 8.581e-07 | 1.2848e-07 | 2.1959e-08
3.2 | 0 | 2.701e-32 | 3.9852e-17 | 6.59e-10 | 1.4438e-06 | 0.00053608 | 0.017072 | 0.11515 | 0.26905 | 0.29583 | 0.18837 | 0.080347 | 0.025469 | 0.0064683 | 0.0013909 | 0.00026384 | 4.5543e-05 | 7.3252e-06 | 1.118e-06 | 1.6425e-07 | 2.7316e-08
3.3 | 0 | 2.8245e-34 | 2.7364e-18 | 1.2079e-10 | 4.3585e-07 | 0.00024789 | 0.010603 | 0.088765 | 0.24421 | 0.30391 | 0.21233 | 0.096943 | 0.03225 | 0.0084603 | 0.0018552 | 0.00035515 | 6.1342e-05 | 9.8026e-06 | 1.4778e-06 | 2.1339e-07 | 3.4596e-08
3.4 | 0 | 2.3414e-36 | 1.6086e-19 | 1.9802e-11 | 1.2053e-07 | 0.00010736 | 0.0062658 | 0.06585 | 0.21528 | 0.30565 | 0.23595 | 0.11602 | 0.040723 | 0.011087 | 0.0024894 | 0.00048266 | 8.3677e-05 | 1.3322e-05 | 1.9885e-06 | 2.8283e-07 | 4.4805e-08
3.5 | 0 | 1.5037e-38 | 7.9631e-21 | 2.867e-12 | 3.0219e-08 | 4.32e-05 | 0.0035014 | 0.046796 | 0.18369 | 0.30022 | 0.2581 | 0.13764 | 0.051285 | 0.014568 | 0.0033653 | 0.00066363 | 0.00011591 | 1.8446e-05 | 2.7342e-06 | 3.8405e-07 | 5.961e-08
3.6 | 0 | 7.2894e-41 | 3.2573e-22 | 3.6129e-13 | 6.7877e-09 | 1.5999e-05 | 0.0018369 | 0.031682 | 0.15107 | 0.2871 | 0.27733 | 0.16166 | 0.064393 | 0.019204 | 0.0045892 | 0.00092491 | 0.00016346 | 2.6103e-05 | 3.8555e-06 | 5.3651e-07 | 8.1858e-08
3.7 | 0 | 2.5906e-43 | 1.0776e-23 | 3.8977e-14 | 1.3472e-09 | 5.3942e-06 | 0.00089696 | 0.020299 | 0.11915 | 0.26626 | 0.29189 | 0.18765 | 0.080544 | 0.025397 | 0.0063182 | 0.0013088 | 0.00023523 | 3.7866e-05 | 5.5963e-06 | 7.7436e-07 | 1.1659e-07
3.8 | 0 | 6.5313e-46 | 2.8144e-25 | 3.5322e-15 | 2.3258e-10 | 1.6347e-06 | 0.00040357 | 0.012211 | 0.08954 | 0.23831 | 0.29983 | 0.21473 | 0.10021 | 0.03368 | 0.008786 | 0.0018828 | 0.00034616 | 5.6469e-05 | 8.391e-06 | 1.1596e-06 | 1.7307e-07
3.9 | 0 | 1.1259e-48 | 5.6451e-27 | 2.6314e-16 | 3.4293e-11 | 4.3877e-07 | 0.00016533 | 0.0068311 | 0.063639 | 0.2046 | 0.29917 | 0.2414 | 0.12374 | 0.044735 | 0.012338 | 0.0027557 | 0.00052178 | 8.6787e-05 | 1.3039e-05 | 1.8087e-06 | 2.6904e-07
4 | 0 | 1.2737e-51 | 8.4316e-29 | 1.5725e-17 | 4.2304e-12 | 1.0256e-07 | 6.0826e-05 | 0.0035146 | 0.042389 | 0.16726 | 0.28827 | 0.26541 | 0.15115 | 0.05939 | 0.017481 | 0.0041039 | 0.00080648 | 0.00013774 | 2.1057e-05 | 2.9497e-06 | 4.3995e-07
4.1 | 0 | 9.0301e-55 | 9.0568e-31 | 7.3309e-19 | 4.2638e-13 | 2.0469e-08 | 1.9774e-05 | 0.0016411 | 0.026176 | 0.12904 | 0.26629 | 0.28373 | 0.18184 | 0.078563 | 0.024941 | 0.0062142 | 0.0012786 | 0.00022605 | 3.5426e-05 | 5.0453e-06 | 7.5993e-07
4.2 | 0 | 3.8115e-58 | 6.7276e-33 | 2.5836e-20 | 3.4178e-14 | 3.4112e-09 | 5.5744e-06 | 0.00068478 | 0.014794 | 0.092954 | 0.23371 | 0.29275 | 0.21419 | 0.10309 | 0.035723 | 0.0095496 | 0.0020779 | 0.00038377 | 6.2179e-05 | 9.0735e-06 | 1.3915e-06
4.3 | 0 | 9.0455e-62 | 3.3072e-35 | 6.6422e-22 | 2.1129e-15 | 4.6256e-10 | 1.3335e-06 | 0.00025071 | 0.0075363 | 0.061713 | 0.19277 | 0.2889 | 0.24519 | 0.1334 | 0.051132 | 0.014847 | 0.0034551 | 0.00067356 | 0.00011391 | 1.7184e-05 | 2.7083e-06
4.4 | 0 | 1.1324e-65 | 1.024e-37 | 1.1964e-23 | 9.7283e-17 | 4.955e-11 | 2.6393e-07 | 7.8831e-05 | 0.0033981 | 0.037184 | 0.14746 | 0.26959 | 0.27015 | 0.16888 | 0.072681 | 0.023239 | 0.0058577 | 0.0012196 | 0.00021762 | 3.4282e-05 | 5.6124e-06
4.5 | 0 | 6.9655e-70 | 1.8894e-40 | 1.4425e-25 | 3.2058e-18 | 4.0532e-12 | 4.1982e-08 | 2.0763e-05 | 0.0013276 | 0.019962 | 0.10296 | 0.23462 | 0.28311 | 0.20704 | 0.10173 | 0.036372 | 0.010072 | 0.0022691 | 0.00043248 | 7.1954e-05 | 1.2386e-05
4.6 | 0 | 1.945e-74 | 1.9519e-43 | 1.1056e-27 | 7.2269e-20 | 2.4353e-13 | 5.1889e-09 | 4.4489e-06 | 0.00043816 | 0.0093419 | 0.064365 | 0.18724 | 0.27804 | 0.24268 | 0.13867 | 0.056395 | 0.017431 | 0.0043122 | 0.00088993 | 0.00015838 | 2.907e-05
4.7 | 0 | 2.2576e-79 | 1.0528e-46 | 5.0825e-30 | 1.0587e-21 | 1.028e-14 | 4.7935e-10 | 7.4958e-07 | 0.0001186 | 0.0037131 | 0.035212 | 0.13427 | 0.25131 | 0.26763 | 0.18151 | 0.085575 | 0.030045 | 0.008297 | 0.0018826 | 0.00036355 | 7.2283e-05
4.8 | 0 | 9.8737e-85 | 2.7417e-50 | 1.3119e-32 | 9.5078e-24 | 2.8978e-16 | 3.1649e-11 | 9.5455e-08 | 2.5422e-05 | 0.0012154 | 0.016402 | 0.08441 | 0.20449 | 0.27225 | 0.22416 | 0.1251 | 0.050877 | 0.015971 | 0.0040525 | 0.00086278 | 0.00018923
4.9 | 0 | 1.4587e-90 | 3.1564e-54 | 1.7653e-35 | 4.8987e-26 | 5.146e-18 | 1.4184e-12 | 8.775e-09 | 4.1427e-06 | 0.00031594 | 0.0062968 | 0.045178 | 0.14585 | 0.24935 | 0.25549 | 0.17274 | 0.083144 | 0.030272 | 0.0087537 | 0.0020913 | 0.00051666
5 | 0 | 6.4447e-97 | 1.4556e-58 | 1.1384e-38 | 1.3431e-28 | 5.3873e-20 | 4.0666e-14 | 5.5212e-10 | 4.8921e-07 | 6.2473e-05 | 0.0019167 | 0.019876 | 0.088307 | 0.19966 | 0.26162 | 0.21979 | 0.12822 | 0.055365 | 0.018629 | 0.005093 | 0.001452
5.1 | 0 | 7.4353e-104 | 2.4068e-63 | 3.1999e-42 | 1.7992e-31 | 3.0819e-22 | 6.967e-16 | 2.2357e-11 | 3.9592e-08 | 8.934e-06 | 0.00044186 | 0.0068936 | 0.043678 | 0.1349 | 0.23292 | 0.25002 | 0.18145 | 0.095218 | 0.038147 | 0.012196 | 0.0041276
5.2 | 0 | 1.9258e-111 | 1.2602e-68 | 3.5222e-46 | 1.0689e-34 | 8.8346e-25 | 6.5959e-18 | 5.4257e-13 | 2.0577e-09 | 8.7075e-07 | 7.3082e-05 | 0.0017935 | 0.016858 | 0.0737 | 0.17328 | 0.24503 | 0.22764 | 0.14913 | 0.072959 | 0.027934 | 0.011609
5.3 | 0 | 9.4623e-120 | 1.8176e-74 | 1.3453e-50 | 2.5234e-38 | 1.1498e-27 | 3.1546e-20 | 7.2698e-15 | 6.3689e-11 | 5.3961e-08 | 8.1354e-06 | 0.00033002 | 0.0048074 | 0.030946 | 0.10271 | 0.19783 | 0.24276 | 0.20447 | 0.12559 | 0.059113 | 0.031438
5.4 | 0 | 7.3102e-129 | 6.1746e-81 | 1.5555e-55 | 2.0899e-42 | 6.07e-31 | 6.8774e-23 | 4.8925e-17 | 1.0756e-12 | 1.9608e-09 | 5.6548e-07 | 4.0066e-05 | 0.00094954 | 0.0093994 | 0.045817 | 0.1247 | 0.20915 | 0.2339 | 0.18593 | 0.11072 | 0.079379
5.5 | 0 | 7.2034e-139 | 4.1451e-88 | 4.6668e-61 | 5.273e-47 | 1.1436e-34 | 6.0761e-26 | 1.4834e-19 | 8.9596e-15 | 3.802e-11 | 2.2478e-08 | 2.9566e-06 | 0.00012032 | 0.0019219 | 0.014373 | 0.057547 | 0.13696 | 0.21064 | 0.22402 | 0.17414 | 0.18027
5.6 | 0 | 7.17e-150 | 4.5159e-96 | 3.0538e-67 | 3.4544e-52 | 6.6447e-39 | 1.9016e-29 | 1.7883e-22 | 3.2755e-17 | 3.5266e-13 | 4.6116e-10 | 1.2045e-07 | 8.9354e-06 | 0.00024296 | 0.0029256 | 0.018009 | 0.063369 | 0.13928 | 0.20547 | 0.21578 | 0.35492
5.7 | 0 | 5.5581e-162 | 6.4006e-105 | 3.5826e-74 | 4.9034e-58 | 1.0087e-43 | 1.8081e-33 | 7.4278e-26 | 4.5949e-20 | 1.3789e-15 | 4.334e-12 | 2.4207e-09 | 3.4971e-07 | 1.7173e-05 | 0.00035122 | 0.0034902 | 0.018992 | 0.062218 | 0.13245 | 0.19507 | 0.58741
5.8 | 0 | 2.5108e-175 | 9.211e-115 | 6.0413e-82 | 1.2288e-64 | 3.3136e-49 | 4.3832e-38 | 9.0209e-30 | 2.1193e-23 | 1.964e-18 | 1.6246e-14 | 2.1043e-11 | 6.3677e-09 | 6.0296e-07 | 2.2221e-05 | 0.00037618 | 0.0033266 | 0.017008 | 0.054557 | 0.11737 | 0.80734
5.9 | 0 | 4.7832e-190 | 1.0191e-125 | 1.1416e-90 | 4.3134e-72 | 1.9015e-55 | 2.2186e-43 | 2.6552e-34 | 2.6917e-27 | 8.6115e-22 | 2.0698e-17 | 6.7937e-14 | 4.6641e-11 | 9.1539e-09 | 6.4897e-07 | 1.9865e-05 | 0.00030152 | 0.0025309 | 0.012825 | 0.042136 | 0.94219
6 | 0 | 2.6795e-206 | 6.3467e-138 | 1.8258e-100 | 1.6323e-80 | 1.4952e-62 | 1.8677e-49 | 1.5284e-39 | 7.6822e-32 | 9.5803e-26 | 7.4511e-21 | 6.8262e-17 | 1.1603e-13 | 5.1097e-11 | 7.4903e-09 | 4.4279e-07 | 1.2253e-05 | 0.00017854 | 0.0015054 | 0.0079308 | 0.99037
Example for 3M EPH
Current:
Growth Factor | 100%
|  |  |  | Offset: | 0 | 1 | 2 | 3 | 4 | 5 | 6 | 7 | 8 | 9 | 10 | 11 | 12 | 13 | 14 | 15 | 16 | 17 | 18 | 19 | 20
Hour of Day | Current EPH | Projected EPH | Position of Closest EPH Value | Closest Predicted EPH Value | 0 | 5 | 10 | 15 | 20 | 25 | 30 | 35 | 40 | 45 | 50 | 55 | 60 | 65 | 70 | 75 | 80 | 85 | 90 | 95 | 100 | Failure Probability | Expected Failures | Expected Success | Column1
0 | 0.54706 | 0.54706 | 5 | 0.5 | 0 | 0.021981 | 0.31568 | 0.39869 | 0.16252 | 0.074222 | 0.020123 | 0.0050875 | 0.0012689 | 0.00032084 | 8.3338e-05 | 2.2379e-05 | 6.2291e-06 | 1.7982e-06 | 5.3807e-07 | 1.6672e-07 | 5.3418e-08 | 1.7671e-08 | 6.0261e-09 | 2.1152e-09 | 1.2226e-09 | 3.1762e-08 | 1.7376e-08 | 0.54706 | 1
1 | 0.30211 | 0.30211 | 3 | 0.3 | 0 | 0.093646 | 0.43497 | 0.30971 | 0.10085 | 0.043692 | 0.012294 | 0.003432 | 0.00097975 | 0.00028966 | 8.9102e-05 | 2.8546e-05 | 9.5172e-06 | 3.2965e-06 | 1.1839e-06 | 4.3994e-07 | 1.6881e-07 | 6.6747e-08 | 2.7147e-08 | 1.1338e-08 | 8.765e-09 | 7.3483e-08 | 2.22e-08 | 0.30211 | 0.99999
2 | 0.19124 | 0.19124 | 2 | 0.2 | 0 | 0.16264 | 0.44689 | 0.25673 | 0.080779 | 0.036441 | 0.011196 | 0.0034949 | 0.0011292 | 0.00038011 | 0.00013345 | 4.881e-05 | 1.8563e-05 | 7.3224e-06 | 2.9888e-06 | 1.2594e-06 | 5.4663e-07 | 2.4389e-07 | 1.1165e-07 | 5.2359e-08 | 5.0178e-08 | 2.0661e-07 | 3.9512e-08 | 0.19124 | 0.99989
3 | 0.17781 | 0.17781 | 2 | 0.2 | 0 | 0.16264 | 0.44689 | 0.25673 | 0.080779 | 0.036441 | 0.011196 | 0.0034949 | 0.0011292 | 0.00038011 | 0.00013345 | 4.881e-05 | 1.8563e-05 | 7.3224e-06 | 2.9888e-06 | 1.2594e-06 | 5.4663e-07 | 2.4389e-07 | 1.1165e-07 | 5.2359e-08 | 5.0178e-08 | 2.0661e-07 | 3.6737e-08 | 0.17781 | 0.99989
4 | 0.35924 | 0.35924 | 4 | 0.4 | 0 | 0.048173 | 0.38674 | 0.35996 | 0.12841 | 0.056094 | 0.015209 | 0.0039746 | 0.0010451 | 0.00028193 | 7.8722e-05 | 2.283e-05 | 6.8816e-06 | 2.1546e-06 | 6.9981e-07 | 2.3539e-07 | 8.1849e-08 | 2.9369e-08 | 1.0855e-08 | 4.1263e-09 | 2.7149e-09 | 4.1768e-08 | 1.5005e-08 | 0.35924 | 1
5 | 0.95435 | 0.95435 | 10 | 1 | 0 | 6.3362e-05 | 0.032996 | 0.26726 | 0.31014 | 0.25326 | 0.098108 | 0.028732 | 0.0072542 | 0.0016976 | 0.00038387 | 8.5989e-05 | 1.9371e-05 | 4.4291e-06 | 1.0337e-06 | 2.4709e-07 | 6.0609e-08 | 1.5269e-08 | 3.9522e-09 | 1.0509e-09 | 4.0024e-10 | 6.3474e-08 | 6.0576e-08 | 0.95435 | 1
6 | 1.3952 | 1.3952 | 14 | 1.4 | 0 | 5.7047e-08 | 0.0012165 | 0.061107 | 0.2052 | 0.35394 | 0.23798 | 0.098998 | 0.030942 | 0.0081406 | 0.0019315 | 0.00043157 | 9.3381e-05 | 1.9929e-05 | 4.2473e-06 | 9.1141e-07 | 1.9804e-07 | 4.3742e-08 | 9.8455e-09 | 2.2619e-09 | 7.0021e-10 | 2.6914e-07 | 3.7552e-07 | 1.3952 | 1
7 | 1.6468 | 1.6468 | 16 | 1.6 | 0 | 8.1351e-10 | 0.00014275 | 0.020275 | 0.12037 | 0.32211 | 0.30134 | 0.15695 | 0.056972 | 0.016494 | 0.0041403 | 0.00095045 | 0.00020665 | 4.3567e-05 | 9.0508e-06 | 1.8736e-06 | 3.8948e-07 | 8.1755e-08 | 1.7395e-08 | 3.7616e-09 | 1.0698e-09 | 5.7891e-07 | 9.5337e-07 | 1.6468 | 1
8 | 1.8977 | 1.8977 | 19 | 1.9 | 0 | 5.7158e-13 | 3.1701e-06 | 0.0025214 | 0.036917 | 0.20438 | 0.32948 | 0.25151 | 0.11889 | 0.041104 | 0.011558 | 0.0028323 | 0.00063364 | 0.0001336 | 2.7145e-05 | 5.3993e-06 | 1.0633e-06 | 2.0905e-07 | 4.1276e-08 | 8.2208e-09 | 2.0849e-09 | 1.7488e-06 | 3.3188e-06 | 1.8977 | 1
9 | 2.1127 | 2.1127 | 21 | 2.1 | 0 | 2.5358e-15 | 1.703e-07 | 0.00047617 | 0.013224 | 0.12414 | 0.29552 | 0.29844 | 0.17196 | 0.068193 | 0.02101 | 0.0054496 | 0.0012565 | 0.00026745 | 5.3965e-05 | 1.0522e-05 | 2.01e-06 | 3.8008e-07 | 7.1682e-08 | 1.356e-08 | 3.2021e-09 | 3.4806e-06 | 7.3535e-06 | 2.1127 | 1
10 | 2.2471 | 2.2471 | 22 | 2.2 | 0 | 1.4198e-16 | 3.5178e-08 | 0.00019059 | 0.0073892 | 0.091526 | 0.26679 | 0.312 | 0.19968 | 0.085232 | 0.027605 | 0.0073921 | 0.0017353 | 0.00037197 | 7.494e-05 | 1.4489e-05 | 2.7294e-06 | 5.0669e-07 | 9.3469e-08 | 1.7242e-08 | 3.9327e-09 | 4.8314e-06 | 1.0857e-05 | 2.2471 | 1
11 | 2.3459 | 2.3459 | 23 | 2.3 | 0 | 7.0657e-18 | 6.7239e-09 | 7.2182e-05 | 0.003946 | 0.065095 | 0.23353 | 0.31764 | 0.22667 | 0.10449 | 0.035672 | 0.0098843 | 0.0023667 | 0.00051167 | 0.00010305 | 1.9775e-05 | 3.6764e-06 | 6.7038e-07 | 1.2101e-07 | 2.1775e-08 | 4.7994e-09 | 6.6369e-06 | 1.5569e-05 | 2.3459 | 1
12 | 2.6348 | 2.6348 | 26 | 2.6 | 0 | 4.1517e-22 | 2.8903e-11 | 2.7804e-06 | 0.00045602 | 0.018884 | 0.13062 | 0.28731 | 0.29108 | 0.17249 | 0.07015 | 0.021835 | 0.0056111 | 0.001256 | 0.00025453 | 4.8038e-05 | 8.6224e-06 | 1.4952e-06 | 2.5353e-07 | 4.2416e-08 | 8.4579e-09 | 1.6281e-05 | 4.2896e-05 | 2.6348 | 1
13 | 2.5971 | 2.5971 | 26 | 2.6 | 0 | 4.1517e-22 | 2.8903e-11 | 2.7804e-06 | 0.00045602 | 0.018884 | 0.13062 | 0.28731 | 0.29108 | 0.17249 | 0.07015 | 0.021835 | 0.0056111 | 0.001256 | 0.00025453 | 4.8038e-05 | 8.6224e-06 | 1.4952e-06 | 2.5353e-07 | 4.2416e-08 | 8.4579e-09 | 1.6281e-05 | 4.2282e-05 | 2.597 | 1
14 | 2.6368 | 2.6368 | 26 | 2.6 | 0 | 4.1517e-22 | 2.8903e-11 | 2.7804e-06 | 0.00045602 | 0.018884 | 0.13062 | 0.28731 | 0.29108 | 0.17249 | 0.07015 | 0.021835 | 0.0056111 | 0.001256 | 0.00025453 | 4.8038e-05 | 8.6224e-06 | 1.4952e-06 | 2.5353e-07 | 4.2416e-08 | 8.4579e-09 | 1.6281e-05 | 4.2928e-05 | 2.6368 | 1
15 | 2.6292 | 2.6292 | 26 | 2.6 | 0 | 4.1517e-22 | 2.8903e-11 | 2.7804e-06 | 0.00045602 | 0.018884 | 0.13062 | 0.28731 | 0.29108 | 0.17249 | 0.07015 | 0.021835 | 0.0056111 | 0.001256 | 0.00025453 | 4.8038e-05 | 8.6224e-06 | 1.4952e-06 | 2.5353e-07 | 4.2416e-08 | 8.4579e-09 | 1.6281e-05 | 4.2805e-05 | 2.6292 | 1
16 | 2.7095 | 2.7095 | 27 | 2.7 | 0 | 1.2392e-23 | 3.9553e-12 | 8.3133e-07 | 0.00020173 | 0.011613 | 0.10127 | 0.2641 | 0.30332 | 0.19688 | 0.085405 | 0.027775 | 0.0073382 | 0.0016673 | 0.00033952 | 6.3863e-05 | 1.1349e-05 | 1.9379e-06 | 3.2211e-07 | 5.2635e-08 | 1.016e-08 | 2.1635e-05 | 5.8621e-05 | 2.7095 | 1
17 | 2.6673 | 2.6673 | 27 | 2.7 | 0 | 1.2392e-23 | 3.9553e-12 | 8.3133e-07 | 0.00020173 | 0.011613 | 0.10127 | 0.2641 | 0.30332 | 0.19688 | 0.085405 | 0.027775 | 0.0073382 | 0.0016673 | 0.00033952 | 6.3863e-05 | 1.1349e-05 | 1.9379e-06 | 3.2211e-07 | 5.2635e-08 | 1.016e-08 | 2.1635e-05 | 5.7708e-05 | 2.6672 | 1
18 | 3.6255 | 3.6255 | 36 | 3.6 | 0 | 7.2894e-41 | 3.2573e-22 | 3.6129e-13 | 6.7877e-09 | 1.5999e-05 | 0.0018369 | 0.031682 | 0.15107 | 0.2871 | 0.27733 | 0.16166 | 0.064393 | 0.019204 | 0.0045892 | 0.00092491 | 0.00016346 | 2.6103e-05 | 3.8555e-06 | 5.3651e-07 | 8.1858e-08 | 0.00026646 | 0.00096606 | 3.6245 | 1
19 | 4.3995 | 4.3995 | 44 | 4.4 | 0 | 1.1324e-65 | 1.024e-37 | 1.1964e-23 | 9.7283e-17 | 4.955e-11 | 2.6393e-07 | 7.8831e-05 | 0.0033981 | 0.037184 | 0.14746 | 0.26959 | 0.27015 | 0.16888 | 0.072681 | 0.023239 | 0.0058577 | 0.0012196 | 0.00021762 | 3.4282e-05 | 5.6124e-06 | 0.0034628 | 0.015234 | 4.3842 | 1
20 | 4.2814 | 4.2814 | 43 | 4.3 | 0 | 9.0455e-62 | 3.3072e-35 | 6.6422e-22 | 2.1129e-15 | 4.6256e-10 | 1.3335e-06 | 0.00025071 | 0.0075363 | 0.061713 | 0.19277 | 0.2889 | 0.24519 | 0.1334 | 0.051132 | 0.014847 | 0.0034551 | 0.00067356 | 0.00011391 | 1.7184e-05 | 2.7083e-06 | 0.0024871 | 0.010648 | 4.2707 | 1
21 | 3.3527 | 3.3527 | 34 | 3.4 | 0 | 2.3414e-36 | 1.6086e-19 | 1.9802e-11 | 1.2053e-07 | 0.00010736 | 0.0062658 | 0.06585 | 0.21528 | 0.30565 | 0.23595 | 0.11602 | 0.040723 | 0.011087 | 0.0024894 | 0.00048266 | 8.3677e-05 | 1.3322e-05 | 1.9885e-06 | 2.8283e-07 | 4.4805e-08 | 0.00014944 | 0.00050102 | 3.3522 | 1
22 | 2.0334 | 2.0334 | 20 | 2 | 0 | 4.0328e-14 | 7.6344e-07 | 0.0011262 | 0.022612 | 0.1623 | 0.31714 | 0.27782 | 0.14469 | 0.053485 | 0.015719 | 0.0039584 | 0.00089815 | 0.00019011 | 3.8467e-05 | 7.5711e-06 | 1.4678e-06 | 2.8291e-07 | 5.4578e-08 | 1.0591e-08 | 2.591e-09 | 2.4805e-06 | 5.0437e-06 | 2.0334 | 1
23 | 1.0004 | 1.0004 | 10 | 1 | 0 | 6.3362e-05 | 0.032996 | 0.26726 | 0.31014 | 0.25326 | 0.098108 | 0.028732 | 0.0072542 | 0.0016976 | 0.00038387 | 8.5989e-05 | 1.9371e-05 | 4.4291e-06 | 1.0337e-06 | 2.4709e-07 | 6.0609e-08 | 1.5269e-08 | 3.9522e-09 | 1.0509e-09 | 4.0024e-10 | 6.3474e-08 | 6.3501e-08 | 1.0004 | 1
Total | 48.7448 | 48.7448 | [24 empty] | 0.027681 | 48.7171
Success Rate | 99.94%
Projected Q1
Growth Factor | 105%
|  |  |  | Offset: | 0 | 1 | 2 | 3 | 4 | 5 | 6 | 7 | 8 | 9 | 10 | 11 | 12 | 13 | 14 | 15 | 16 | 17 | 18 | 19 | 20
Hour of Day | Current EPH | Projected EPH | Position of Closest EPH Value | Closest Predicted EPH Value | 0 | 5 | 10 | 15 | 20 | 25 | 30 | 35 | 40 | 45 | 50 | 55 | 60 | 65 | 70 | 75 | 80 | 85 | 90 | 95 | 100 | Failure Probability | Expected Failures | Expected Success | Validate
0 | 0.54706 | 0.57441 | 6 | 0.6 | 0 | 0.0088501 | 0.23703 | 0.41757 | 0.20102 | 0.098805 | 0.027584 | 0.006923 | 0.001676 | 0.00040545 | 9.9827e-05 | 2.5254e-05 | 6.5949e-06 | 1.7814e-06 | 4.9799e-07 | 1.4401e-07 | 4.3042e-08 | 1.3281e-08 | 4.2252e-09 | 1.3841e-09 | 7.1808e-10 | 2.9442e-08 | 1.6912e-08 | 0.57441 | 1
1 | 0.30211 | 0.31721 | 3 | 0.3 | 0 | 0.093646 | 0.43497 | 0.30971 | 0.10085 | 0.043692 | 0.012294 | 0.003432 | 0.00097975 | 0.00028966 | 8.9102e-05 | 2.8546e-05 | 9.5172e-06 | 3.2965e-06 | 1.1839e-06 | 4.3994e-07 | 1.6881e-07 | 6.6747e-08 | 2.7147e-08 | 1.1338e-08 | 8.765e-09 | 7.3483e-08 | 2.331e-08 | 0.31721 | 0.99999
2 | 0.19124 | 0.2008 | 2 | 0.2 | 0 | 0.16264 | 0.44689 | 0.25673 | 0.080779 | 0.036441 | 0.011196 | 0.0034949 | 0.0011292 | 0.00038011 | 0.00013345 | 4.881e-05 | 1.8563e-05 | 7.3224e-06 | 2.9888e-06 | 1.2594e-06 | 5.4663e-07 | 2.4389e-07 | 1.1165e-07 | 5.2359e-08 | 5.0178e-08 | 2.0661e-07 | 4.1487e-08 | 0.2008 | 0.99989
3 | 0.17781 | 0.1867 | 2 | 0.2 | 0 | 0.16264 | 0.44689 | 0.25673 | 0.080779 | 0.036441 | 0.011196 | 0.0034949 | 0.0011292 | 0.00038011 | 0.00013345 | 4.881e-05 | 1.8563e-05 | 7.3224e-06 | 2.9888e-06 | 1.2594e-06 | 5.4663e-07 | 2.4389e-07 | 1.1165e-07 | 5.2359e-08 | 5.0178e-08 | 2.0661e-07 | 3.8574e-08 | 0.1867 | 0.99989
4 | 0.35924 | 0.3772 | 4 | 0.4 | 0 | 0.048173 | 0.38674 | 0.35996 | 0.12841 | 0.056094 | 0.015209 | 0.0039746 | 0.0010451 | 0.00028193 | 7.8722e-05 | 2.283e-05 | 6.8816e-06 | 2.1546e-06 | 6.9981e-07 | 2.3539e-07 | 8.1849e-08 | 2.9369e-08 | 1.0855e-08 | 4.1263e-09 | 2.7149e-09 | 4.1768e-08 | 1.5755e-08 | 0.3772 | 1
5 | 0.95435 | 1.0021 | 10 | 1 | 0 | 6.3362e-05 | 0.032996 | 0.26726 | 0.31014 | 0.25326 | 0.098108 | 0.028732 | 0.0072542 | 0.0016976 | 0.00038387 | 8.5989e-05 | 1.9371e-05 | 4.4291e-06 | 1.0337e-06 | 2.4709e-07 | 6.0609e-08 | 1.5269e-08 | 3.9522e-09 | 1.0509e-09 | 4.0024e-10 | 6.3474e-08 | 6.3605e-08 | 1.0021 | 1
6 | 1.3952 | 1.465 | 15 | 1.5 | 0 | 7.235e-09 | 0.00043385 | 0.036247 | 0.16137 | 0.34502 | 0.27263 | 0.12647 | 0.042473 | 0.011692 | 0.0028471 | 0.00064359 | 0.00013936 | 2.9518e-05 | 6.203e-06 | 1.3059e-06 | 2.7727e-07 | 5.9647e-08 | 1.3042e-08 | 2.9048e-09 | 8.6097e-10 | 3.9512e-07 | 5.7884e-07 | 1.465 | 1
7 | 1.6468 | 1.7292 | 17 | 1.7 | 0 | 8.1253e-11 | 4.3383e-05 | 0.010706 | 0.085289 | 0.28828 | 0.32143 | 0.18912 | 0.074607 | 0.022822 | 0.0059288 | 0.0013869 | 0.00030365 | 6.3882e-05 | 1.3149e-05 | 2.6816e-06 | 5.4675e-07 | 1.1215e-07 | 2.3252e-08 | 4.8876e-09 | 1.3362e-09 | 8.4375e-07 | 1.459e-06 | 1.7292 | 1
8 | 1.8977 | 1.9926 | 20 | 2 | 0 | 4.0328e-14 | 7.6344e-07 | 0.0011262 | 0.022612 | 0.1623 | 0.31714 | 0.27782 | 0.14469 | 0.053485 | 0.015719 | 0.0039584 | 0.00089815 | 0.00019011 | 3.8467e-05 | 7.5711e-06 | 1.4678e-06 | 2.8291e-07 | 5.4578e-08 | 1.0591e-08 | 2.591e-09 | 2.4805e-06 | 4.9426e-06 | 1.9926 | 1
9 | 2.1127 | 2.2184 | 22 | 2.2 | 0 | 1.4198e-16 | 3.5178e-08 | 0.00019059 | 0.0073892 | 0.091526 | 0.26679 | 0.312 | 0.19968 | 0.085232 | 0.027605 | 0.0073921 | 0.0017353 | 0.00037197 | 7.494e-05 | 1.4489e-05 | 2.7294e-06 | 5.0669e-07 | 9.3469e-08 | 1.7242e-08 | 3.9327e-09 | 4.8314e-06 | 1.0718e-05 | 2.2184 | 1
10 | 2.2471 | 2.3595 | 24 | 2.4 | 0 | 3.1167e-19 | 1.1873e-09 | 2.5844e-05 | 0.0020137 | 0.044672 | 0.19829 | 0.31511 | 0.2517 | 0.12572 | 0.045368 | 0.013037 | 0.0031898 | 0.00069656 | 0.0001404 | 2.6767e-05 | 4.9146e-06 | 8.8077e-07 | 1.5564e-07 | 2.7327e-08 | 5.8228e-09 | 9.0278e-06 | 2.1301e-05 | 2.3595 | 1
11 | 2.3459 | 2.4632 | 25 | 2.5 | 0 | 1.2138e-20 | 1.9326e-10 | 8.7341e-06 | 0.00098125 | 0.029578 | 0.16338 | 0.30472 | 0.27355 | 0.14856 | 0.056826 | 0.016974 | 0.004252 | 0.0009393 | 0.00018972 | 3.5968e-05 | 6.5269e-06 | 1.1503e-06 | 1.9906e-07 | 3.4112e-08 | 7.0298e-09 | 1.2171e-05 | 2.9979e-05 | 2.4631 | 1
12 | 2.6348 | 2.7665 | 28 | 2.8 | 0 | 3.2015e-25 | 4.9265e-13 | 2.3261e-07 | 8.4723e-05 | 0.0068671 | 0.076093 | 0.23659 | 0.30953 | 0.22098 | 0.10261 | 0.034968 | 0.0095212 | 0.0022004 | 0.00045096 | 8.4651e-05 | 1.4909e-05 | 2.509e-06 | 4.091e-07 | 6.5326e-08 | 1.2215e-08 | 2.8604e-05 | 7.9133e-05 | 2.7665 | 1
13 | 2.5971 | 2.7269 | 27 | 2.7 | 0 | 1.2392e-23 | 3.9553e-12 | 8.3133e-07 | 0.00020173 | 0.011613 | 0.10127 | 0.2641 | 0.30332 | 0.19688 | 0.085405 | 0.027775 | 0.0073382 | 0.0016673 | 0.00033952 | 6.3863e-05 | 1.1349e-05 | 1.9379e-06 | 3.2211e-07 | 5.2635e-08 | 1.016e-08 | 2.1635e-05 | 5.8998e-05 | 2.7269 | 1
14 | 2.6368 | 2.7686 | 28 | 2.8 | 0 | 3.2015e-25 | 4.9265e-13 | 2.3261e-07 | 8.4723e-05 | 0.0068671 | 0.076093 | 0.23659 | 0.30953 | 0.22098 | 0.10261 | 0.034968 | 0.0095212 | 0.0022004 | 0.00045096 | 8.4651e-05 | 1.4909e-05 | 2.509e-06 | 4.091e-07 | 6.5326e-08 | 1.2215e-08 | 2.8604e-05 | 7.9193e-05 | 2.7686 | 1
15 | 2.6292 | 2.7607 | 28 | 2.8 | 0 | 3.2015e-25 | 4.9265e-13 | 2.3261e-07 | 8.4723e-05 | 0.0068671 | 0.076093 | 0.23659 | 0.30953 | 0.22098 | 0.10261 | 0.034968 | 0.0095212 | 0.0022004 | 0.00045096 | 8.4651e-05 | 1.4909e-05 | 2.509e-06 | 4.091e-07 | 6.5326e-08 | 1.2215e-08 | 2.8604e-05 | 7.8964e-05 | 2.7606 | 1
16 | 2.7095 | 2.845 | 28 | 2.8 | 0 | 3.2015e-25 | 4.9265e-13 | 2.3261e-07 | 8.4723e-05 | 0.0068671 | 0.076093 | 0.23659 | 0.30953 | 0.22098 | 0.10261 | 0.034968 | 0.0095212 | 0.0022004 | 0.00045096 | 8.4651e-05 | 1.4909e-05 | 2.509e-06 | 4.091e-07 | 6.5326e-08 | 1.2215e-08 | 2.8604e-05 | 8.1377e-05 | 2.8449 | 1
17 | 2.6673 | 2.8007 | 28 | 2.8 | 0 | 3.2015e-25 | 4.9265e-13 | 2.3261e-07 | 8.4723e-05 | 0.0068671 | 0.076093 | 0.23659 | 0.30953 | 0.22098 | 0.10261 | 0.034968 | 0.0095212 | 0.0022004 | 0.00045096 | 8.4651e-05 | 1.4909e-05 | 2.509e-06 | 4.091e-07 | 6.5326e-08 | 1.2215e-08 | 2.8604e-05 | 8.0109e-05 | 2.8006 | 1
18 | 3.6255 | 3.8068 | 38 | 3.8 | 0 | 6.5313e-46 | 2.8144e-25 | 3.5322e-15 | 2.3258e-10 | 1.6347e-06 | 0.00040357 | 0.012211 | 0.08954 | 0.23831 | 0.29983 | 0.21473 | 0.10021 | 0.03368 | 0.008786 | 0.0018828 | 0.00034616 | 5.6469e-05 | 8.391e-06 | 1.1596e-06 | 1.7307e-07 | 0.00048869 | 0.0018603 | 3.8049 | 1
19 | 4.3995 | 4.6194 | 46 | 4.6 | 0 | 1.945e-74 | 1.9519e-43 | 1.1056e-27 | 7.2269e-20 | 2.4353e-13 | 5.1889e-09 | 4.4489e-06 | 0.00043816 | 0.0093419 | 0.064365 | 0.18724 | 0.27804 | 0.24268 | 0.13867 | 0.056395 | 0.017431 | 0.0043122 | 0.00088993 | 0.00015838 | 2.907e-05 | 0.0065789 | 0.030391 | 4.589 | 1
20 | 4.2814 | 4.4954 | 45 | 4.5 | 0 | 6.9655e-70 | 1.8894e-40 | 1.4425e-25 | 3.2058e-18 | 4.0532e-12 | 4.1982e-08 | 2.0763e-05 | 0.0013276 | 0.019962 | 0.10296 | 0.23462 | 0.28311 | 0.20704 | 0.10173 | 0.036372 | 0.010072 | 0.0022691 | 0.00043248 | 7.1954e-05 | 1.2386e-05 | 0.0047954 | 0.021557 | 4.4739 | 1
21 | 3.3527 | 3.5203 | 35 | 3.5 | 0 | 1.5037e-38 | 7.9631e-21 | 2.867e-12 | 3.0219e-08 | 4.32e-05 | 0.0035014 | 0.046796 | 0.18369 | 0.30022 | 0.2581 | 0.13764 | 0.051285 | 0.014568 | 0.0033653 | 0.00066363 | 0.00011591 | 1.8446e-05 | 2.7342e-06 | 3.8405e-07 | 5.961e-08 | 0.00019892 | 0.00070025 | 3.5196 | 1
22 | 2.0334 | 2.135 | 21 | 2.1 | 0 | 2.5358e-15 | 1.703e-07 | 0.00047617 | 0.013224 | 0.12414 | 0.29552 | 0.29844 | 0.17196 | 0.068193 | 0.02101 | 0.0054496 | 0.0012565 | 0.00026745 | 5.3965e-05 | 1.0522e-05 | 2.01e-06 | 3.8008e-07 | 7.1682e-08 | 1.356e-08 | 3.2021e-09 | 3.4806e-06 | 7.4311e-06 | 2.135 | 1
23 | 1.0004 | 1.0505 | 11 | 1.1 | 0 | 1.3289e-05 | 0.016379 | 0.20316 | 0.30395 | 0.29369 | 0.12843 | 0.040462 | 0.010638 | 0.0025349 | 0.0005745 | 0.0001275 | 2.8215e-05 | 6.297e-06 | 1.4276e-06 | 3.3027e-07 | 7.8178e-08 | 1.8966e-08 | 4.7191e-09 | 1.2047e-09 | 4.3286e-10 | 8.8495e-08 | 9.296e-08 | 1.0505 | 1
Total | 48.7448 | 51.1821 | [24 empty] | 0.055043 | 51.127
Success Rate | 99.89%
Projected Q2
Growth Factor | 104%
|  |  |  | Offset: | 0 | 1 | 2 | 3 | 4 | 5 | 6 | 7 | 8 | 9 | 10 | 11 | 12 | 13 | 14 | 15 | 16 | 17 | 18 | 19 | 20
Hour of Day | Current EPH | Projected EPH | Position of Closest EPH Value | Closest Predicted EPH Value | 0 | 5 | 10 | 15 | 20 | 25 | 30 | 35 | 40 | 45 | 50 | 55 | 60 | 65 | 70 | 75 | 80 | 85 | 90 | 95 | 100 | Failure Probability | Expected Failures | Expected Success | Validate
0 | 0.54706 | 0.56919 | 6 | 0.6 | 0 | 0.0088501 | 0.23703 | 0.41757 | 0.20102 | 0.098805 | 0.027584 | 0.006923 | 0.001676 | 0.00040545 | 9.9827e-05 | 2.5254e-05 | 6.5949e-06 | 1.7814e-06 | 4.9799e-07 | 1.4401e-07 | 4.3042e-08 | 1.3281e-08 | 4.2252e-09 | 1.3841e-09 | 7.1808e-10 | 2.9442e-08 | 1.6758e-08 | 0.56919 | 1
1 | 0.30211 | 0.31433 | 3 | 0.3 | 0 | 0.093646 | 0.43497 | 0.30971 | 0.10085 | 0.043692 | 0.012294 | 0.003432 | 0.00097975 | 0.00028966 | 8.9102e-05 | 2.8546e-05 | 9.5172e-06 | 3.2965e-06 | 1.1839e-06 | 4.3994e-07 | 1.6881e-07 | 6.6747e-08 | 2.7147e-08 | 1.1338e-08 | 8.765e-09 | 7.3483e-08 | 2.3098e-08 | 0.31433 | 0.99999
2 | 0.19124 | 0.19897 | 2 | 0.2 | 0 | 0.16264 | 0.44689 | 0.25673 | 0.080779 | 0.036441 | 0.011196 | 0.0034949 | 0.0011292 | 0.00038011 | 0.00013345 | 4.881e-05 | 1.8563e-05 | 7.3224e-06 | 2.9888e-06 | 1.2594e-06 | 5.4663e-07 | 2.4389e-07 | 1.1165e-07 | 5.2359e-08 | 5.0178e-08 | 2.0661e-07 | 4.111e-08 | 0.19897 | 0.99989
3 | 0.17781 | 0.185 | 2 | 0.2 | 0 | 0.16264 | 0.44689 | 0.25673 | 0.080779 | 0.036441 | 0.011196 | 0.0034949 | 0.0011292 | 0.00038011 | 0.00013345 | 4.881e-05 | 1.8563e-05 | 7.3224e-06 | 2.9888e-06 | 1.2594e-06 | 5.4663e-07 | 2.4389e-07 | 1.1165e-07 | 5.2359e-08 | 5.0178e-08 | 2.0661e-07 | 3.8223e-08 | 0.185 | 0.99989
4 | 0.35924 | 0.37377 | 4 | 0.4 | 0 | 0.048173 | 0.38674 | 0.35996 | 0.12841 | 0.056094 | 0.015209 | 0.0039746 | 0.0010451 | 0.00028193 | 7.8722e-05 | 2.283e-05 | 6.8816e-06 | 2.1546e-06 | 6.9981e-07 | 2.3539e-07 | 8.1849e-08 | 2.9369e-08 | 1.0855e-08 | 4.1263e-09 | 2.7149e-09 | 4.1768e-08 | 1.5612e-08 | 0.37377 | 1
5 | 0.95435 | 0.99295 | 10 | 1 | 0 | 6.3362e-05 | 0.032996 | 0.26726 | 0.31014 | 0.25326 | 0.098108 | 0.028732 | 0.0072542 | 0.0016976 | 0.00038387 | 8.5989e-05 | 1.9371e-05 | 4.4291e-06 | 1.0337e-06 | 2.4709e-07 | 6.0609e-08 | 1.5269e-08 | 3.9522e-09 | 1.0509e-09 | 4.0024e-10 | 6.3474e-08 | 6.3026e-08 | 0.99295 | 1
6 | 1.3952 | 1.4517 | 15 | 1.5 | 0 | 7.235e-09 | 0.00043385 | 0.036247 | 0.16137 | 0.34502 | 0.27263 | 0.12647 | 0.042473 | 0.011692 | 0.0028471 | 0.00064359 | 0.00013936 | 2.9518e-05 | 6.203e-06 | 1.3059e-06 | 2.7727e-07 | 5.9647e-08 | 1.3042e-08 | 2.9048e-09 | 8.6097e-10 | 3.9512e-07 | 5.7358e-07 | 1.4517 | 1
7 | 1.6468 | 1.7134 | 17 | 1.7 | 0 | 8.1253e-11 | 4.3383e-05 | 0.010706 | 0.085289 | 0.28828 | 0.32143 | 0.18912 | 0.074607 | 0.022822 | 0.0059288 | 0.0013869 | 0.00030365 | 6.3882e-05 | 1.3149e-05 | 2.6816e-06 | 5.4675e-07 | 1.1215e-07 | 2.3252e-08 | 4.8876e-09 | 1.3362e-09 | 8.4375e-07 | 1.4457e-06 | 1.7134 | 1
8 | 1.8977 | 1.9745 | 20 | 2 | 0 | 4.0328e-14 | 7.6344e-07 | 0.0011262 | 0.022612 | 0.1623 | 0.31714 | 0.27782 | 0.14469 | 0.053485 | 0.015719 | 0.0039584 | 0.00089815 | 0.00019011 | 3.8467e-05 | 7.5711e-06 | 1.4678e-06 | 2.8291e-07 | 5.4578e-08 | 1.0591e-08 | 2.591e-09 | 2.4805e-06 | 4.8976e-06 | 1.9745 | 1
9 | 2.1127 | 2.1982 | 22 | 2.2 | 0 | 1.4198e-16 | 3.5178e-08 | 0.00019059 | 0.0073892 | 0.091526 | 0.26679 | 0.312 | 0.19968 | 0.085232 | 0.027605 | 0.0073921 | 0.0017353 | 0.00037197 | 7.494e-05 | 1.4489e-05 | 2.7294e-06 | 5.0669e-07 | 9.3469e-08 | 1.7242e-08 | 3.9327e-09 | 4.8314e-06 | 1.062e-05 | 2.1982 | 1
10 | 2.2471 | 2.338 | 23 | 2.3 | 0 | 7.0657e-18 | 6.7239e-09 | 7.2182e-05 | 0.003946 | 0.065095 | 0.23353 | 0.31764 | 0.22667 | 0.10449 | 0.035672 | 0.0098843 | 0.0023667 | 0.00051167 | 0.00010305 | 1.9775e-05 | 3.6764e-06 | 6.7038e-07 | 1.2101e-07 | 2.1775e-08 | 4.7994e-09 | 6.6369e-06 | 1.5517e-05 | 2.338 | 1
11 | 2.3459 | 2.4408 | 24 | 2.4 | 0 | 3.1167e-19 | 1.1873e-09 | 2.5844e-05 | 0.0020137 | 0.044672 | 0.19829 | 0.31511 | 0.2517 | 0.12572 | 0.045368 | 0.013037 | 0.0031898 | 0.00069656 | 0.0001404 | 2.6767e-05 | 4.9146e-06 | 8.8077e-07 | 1.5564e-07 | 2.7327e-08 | 5.8228e-09 | 9.0278e-06 | 2.2035e-05 | 2.4407 | 1
12 | 2.6348 | 2.7414 | 27 | 2.7 | 0 | 1.2392e-23 | 3.9553e-12 | 8.3133e-07 | 0.00020173 | 0.011613 | 0.10127 | 0.2641 | 0.30332 | 0.19688 | 0.085405 | 0.027775 | 0.0073382 | 0.0016673 | 0.00033952 | 6.3863e-05 | 1.1349e-05 | 1.9379e-06 | 3.2211e-07 | 5.2635e-08 | 1.016e-08 | 2.1635e-05 | 5.931e-05 | 2.7413 | 1
13 | 2.5971 | 2.7021 | 27 | 2.7 | 0 | 1.2392e-23 | 3.9553e-12 | 8.3133e-07 | 0.00020173 | 0.011613 | 0.10127 | 0.2641 | 0.30332 | 0.19688 | 0.085405 | 0.027775 | 0.0073382 | 0.0016673 | 0.00033952 | 6.3863e-05 | 1.1349e-05 | 1.9379e-06 | 3.2211e-07 | 5.2635e-08 | 1.016e-08 | 2.1635e-05 | 5.8461e-05 | 2.7021 | 1
14 | 2.6368 | 2.7434 | 27 | 2.7 | 0 | 1.2392e-23 | 3.9553e-12 | 8.3133e-07 | 0.00020173 | 0.011613 | 0.10127 | 0.2641 | 0.30332 | 0.19688 | 0.085405 | 0.027775 | 0.0073382 | 0.0016673 | 0.00033952 | 6.3863e-05 | 1.1349e-05 | 1.9379e-06 | 3.2211e-07 | 5.2635e-08 | 1.016e-08 | 2.1635e-05 | 5.9355e-05 | 2.7434 | 1
15 | 2.6292 | 2.7355 | 27 | 2.7 | 0 | 1.2392e-23 | 3.9553e-12 | 8.3133e-07 | 0.00020173 | 0.011613 | 0.10127 | 0.2641 | 0.30332 | 0.19688 | 0.085405 | 0.027775 | 0.0073382 | 0.0016673 | 0.00033952 | 6.3863e-05 | 1.1349e-05 | 1.9379e-06 | 3.2211e-07 | 5.2635e-08 | 1.016e-08 | 2.1635e-05 | 5.9184e-05 | 2.7355 | 1
16 | 2.7095 | 2.8191 | 28 | 2.8 | 0 | 3.2015e-25 | 4.9265e-13 | 2.3261e-07 | 8.4723e-05 | 0.0068671 | 0.076093 | 0.23659 | 0.30953 | 0.22098 | 0.10261 | 0.034968 | 0.0095212 | 0.0022004 | 0.00045096 | 8.4651e-05 | 1.4909e-05 | 2.509e-06 | 4.091e-07 | 6.5326e-08 | 1.2215e-08 | 2.8604e-05 | 8.0637e-05 | 2.819 | 1
17 | 2.6673 | 2.7752 | 28 | 2.8 | 0 | 3.2015e-25 | 4.9265e-13 | 2.3261e-07 | 8.4723e-05 | 0.0068671 | 0.076093 | 0.23659 | 0.30953 | 0.22098 | 0.10261 | 0.034968 | 0.0095212 | 0.0022004 | 0.00045096 | 8.4651e-05 | 1.4909e-05 | 2.509e-06 | 4.091e-07 | 6.5326e-08 | 1.2215e-08 | 2.8604e-05 | 7.938e-05 | 2.7751 | 1
18 | 3.6255 | 3.7721 | 38 | 3.8 | 0 | 6.5313e-46 | 2.8144e-25 | 3.5322e-15 | 2.3258e-10 | 1.6347e-06 | 0.00040357 | 0.012211 | 0.08954 | 0.23831 | 0.29983 | 0.21473 | 0.10021 | 0.03368 | 0.008786 | 0.0018828 | 0.00034616 | 5.6469e-05 | 8.391e-06 | 1.1596e-06 | 1.7307e-07 | 0.00048869 | 0.0018434 | 3.7703 | 1
19 | 4.3995 | 4.5774 | 46 | 4.6 | 0 | 1.945e-74 | 1.9519e-43 | 1.1056e-27 | 7.2269e-20 | 2.4353e-13 | 5.1889e-09 | 4.4489e-06 | 0.00043816 | 0.0093419 | 0.064365 | 0.18724 | 0.27804 | 0.24268 | 0.13867 | 0.056395 | 0.017431 | 0.0043122 | 0.00088993 | 0.00015838 | 2.907e-05 | 0.0065789 | 0.030114 | 4.5473 | 1
20 | 4.2814 | 4.4545 | 45 | 4.5 | 0 | 6.9655e-70 | 1.8894e-40 | 1.4425e-25 | 3.2058e-18 | 4.0532e-12 | 4.1982e-08 | 2.0763e-05 | 0.0013276 | 0.019962 | 0.10296 | 0.23462 | 0.28311 | 0.20704 | 0.10173 | 0.036372 | 0.010072 | 0.0022691 | 0.00043248 | 7.1954e-05 | 1.2386e-05 | 0.0047954 | 0.021361 | 4.4332 | 1
21 | 3.3527 | 3.4883 | 35 | 3.5 | 0 | 1.5037e-38 | 7.9631e-21 | 2.867e-12 | 3.0219e-08 | 4.32e-05 | 0.0035014 | 0.046796 | 0.18369 | 0.30022 | 0.2581 | 0.13764 | 0.051285 | 0.014568 | 0.0033653 | 0.00066363 | 0.00011591 | 1.8446e-05 | 2.7342e-06 | 3.8405e-07 | 5.961e-08 | 0.00019892 | 0.00069388 | 3.4876 | 1
22 | 2.0334 | 2.1156 | 21 | 2.1 | 0 | 2.5358e-15 | 1.703e-07 | 0.00047617 | 0.013224 | 0.12414 | 0.29552 | 0.29844 | 0.17196 | 0.068193 | 0.02101 | 0.0054496 | 0.0012565 | 0.00026745 | 5.3965e-05 | 1.0522e-05 | 2.01e-06 | 3.8008e-07 | 7.1682e-08 | 1.356e-08 | 3.2021e-09 | 3.4806e-06 | 7.3635e-06 | 2.1156 | 1
23 | 1.0004 | 1.0409 | 10 | 1 | 0 | 6.3362e-05 | 0.032996 | 0.26726 | 0.31014 | 0.25326 | 0.098108 | 0.028732 | 0.0072542 | 0.0016976 | 0.00038387 | 8.5989e-05 | 1.9371e-05 | 4.4291e-06 | 1.0337e-06 | 2.4709e-07 | 6.0609e-08 | 1.5269e-08 | 3.9522e-09 | 1.0509e-09 | 4.0024e-10 | 6.3474e-08 | 6.607e-08 | 1.0409 | 1
Total | 48.7448 | 50.7164 | [24 empty] | 0.054472 | 50.6619
Success Rate | 99.89%
Projected Q3
Growth Factor | 103.4%
|  |  |  | Offset: | 0 | 1 | 2 | 3 | 4 | 5 | 6 | 7 | 8 | 9 | 10 | 11 | 12 | 13 | 14 | 15 | 16 | 17 | 18 | 19 | 20
Hour of Day | Current EPH | Projected EPH | Position of Closest EPH Value | Closest Predicted EPH Value | 0 | 5 | 10 | 15 | 20 | 25 | 30 | 35 | 40 | 45 | 50 | 55 | 60 | 65 | 70 | 75 | 80 | 85 | 90 | 95 | 100 | Failure Probability | Expected Failures | Expected Success | Validate
0 | 0.54706 | 0.5658 | 6 | 0.6 | 0 | 0.0088501 | 0.23703 | 0.41757 | 0.20102 | 0.098805 | 0.027584 | 0.006923 | 0.001676 | 0.00040545 | 9.9827e-05 | 2.5254e-05 | 6.5949e-06 | 1.7814e-06 | 4.9799e-07 | 1.4401e-07 | 4.3042e-08 | 1.3281e-08 | 4.2252e-09 | 1.3841e-09 | 7.1808e-10 | 2.9442e-08 | 1.6658e-08 | 0.5658 | 1
1 | 0.30211 | 0.31246 | 3 | 0.3 | 0 | 0.093646 | 0.43497 | 0.30971 | 0.10085 | 0.043692 | 0.012294 | 0.003432 | 0.00097975 | 0.00028966 | 8.9102e-05 | 2.8546e-05 | 9.5172e-06 | 3.2965e-06 | 1.1839e-06 | 4.3994e-07 | 1.6881e-07 | 6.6747e-08 | 2.7147e-08 | 1.1338e-08 | 8.765e-09 | 7.3483e-08 | 2.296e-08 | 0.31246 | 0.99999
2 | 0.19124 | 0.19779 | 2 | 0.2 | 0 | 0.16264 | 0.44689 | 0.25673 | 0.080779 | 0.036441 | 0.011196 | 0.0034949 | 0.0011292 | 0.00038011 | 0.00013345 | 4.881e-05 | 1.8563e-05 | 7.3224e-06 | 2.9888e-06 | 1.2594e-06 | 5.4663e-07 | 2.4389e-07 | 1.1165e-07 | 5.2359e-08 | 5.0178e-08 | 2.0661e-07 | 4.0865e-08 | 0.19779 | 0.99989
3 | 0.17781 | 0.1839 | 2 | 0.2 | 0 | 0.16264 | 0.44689 | 0.25673 | 0.080779 | 0.036441 | 0.011196 | 0.0034949 | 0.0011292 | 0.00038011 | 0.00013345 | 4.881e-05 | 1.8563e-05 | 7.3224e-06 | 2.9888e-06 | 1.2594e-06 | 5.4663e-07 | 2.4389e-07 | 1.1165e-07 | 5.2359e-08 | 5.0178e-08 | 2.0661e-07 | 3.7996e-08 | 0.1839 | 0.99989
4 | 0.35924 | 0.37155 | 4 | 0.4 | 0 | 0.048173 | 0.38674 | 0.35996 | 0.12841 | 0.056094 | 0.015209 | 0.0039746 | 0.0010451 | 0.00028193 | 7.8722e-05 | 2.283e-05 | 6.8816e-06 | 2.1546e-06 | 6.9981e-07 | 2.3539e-07 | 8.1849e-08 | 2.9369e-08 | 1.0855e-08 | 4.1263e-09 | 2.7149e-09 | 4.1768e-08 | 1.5519e-08 | 0.37155 | 1
5 | 0.95435 | 0.98704 | 10 | 1 | 0 | 6.3362e-05 | 0.032996 | 0.26726 | 0.31014 | 0.25326 | 0.098108 | 0.028732 | 0.0072542 | 0.0016976 | 0.00038387 | 8.5989e-05 | 1.9371e-05 | 4.4291e-06 | 1.0337e-06 | 2.4709e-07 | 6.0609e-08 | 1.5269e-08 | 3.9522e-09 | 1.0509e-09 | 4.0024e-10 | 6.3474e-08 | 6.2651e-08 | 0.98704 | 1
6 | 1.3952 | 1.443 | 14 | 1.4 | 0 | 5.7047e-08 | 0.0012165 | 0.061107 | 0.2052 | 0.35394 | 0.23798 | 0.098998 | 0.030942 | 0.0081406 | 0.0019315 | 0.00043157 | 9.3381e-05 | 1.9929e-05 | 4.2473e-06 | 9.1141e-07 | 1.9804e-07 | 4.3742e-08 | 9.8455e-09 | 2.2619e-09 | 7.0021e-10 | 2.6914e-07 | 3.8838e-07 | 1.443 | 1
7 | 1.6468 | 1.7032 | 17 | 1.7 | 0 | 8.1253e-11 | 4.3383e-05 | 0.010706 | 0.085289 | 0.28828 | 0.32143 | 0.18912 | 0.074607 | 0.022822 | 0.0059288 | 0.0013869 | 0.00030365 | 6.3882e-05 | 1.3149e-05 | 2.6816e-06 | 5.4675e-07 | 1.1215e-07 | 2.3252e-08 | 4.8876e-09 | 1.3362e-09 | 8.4375e-07 | 1.4371e-06 | 1.7032 | 1
8 | 1.8977 | 1.9627 | 20 | 2 | 0 | 4.0328e-14 | 7.6344e-07 | 0.0011262 | 0.022612 | 0.1623 | 0.31714 | 0.27782 | 0.14469 | 0.053485 | 0.015719 | 0.0039584 | 0.00089815 | 0.00019011 | 3.8467e-05 | 7.5711e-06 | 1.4678e-06 | 2.8291e-07 | 5.4578e-08 | 1.0591e-08 | 2.591e-09 | 2.4805e-06 | 4.8685e-06 | 1.9627 | 1
9 | 2.1127 | 2.1851 | 22 | 2.2 | 0 | 1.4198e-16 | 3.5178e-08 | 0.00019059 | 0.0073892 | 0.091526 | 0.26679 | 0.312 | 0.19968 | 0.085232 | 0.027605 | 0.0073921 | 0.0017353 | 0.00037197 | 7.494e-05 | 1.4489e-05 | 2.7294e-06 | 5.0669e-07 | 9.3469e-08 | 1.7242e-08 | 3.9327e-09 | 4.8314e-06 | 1.0557e-05 | 2.1851 | 1
10 | 2.2471 | 2.3241 | 23 | 2.3 | 0 | 7.0657e-18 | 6.7239e-09 | 7.2182e-05 | 0.003946 | 0.065095 | 0.23353 | 0.31764 | 0.22667 | 0.10449 | 0.035672 | 0.0098843 | 0.0023667 | 0.00051167 | 0.00010305 | 1.9775e-05 | 3.6764e-06 | 6.7038e-07 | 1.2101e-07 | 2.1775e-08 | 4.7994e-09 | 6.6369e-06 | 1.5425e-05 | 2.3241 | 1
11 | 2.3459 | 2.4262 | 24 | 2.4 | 0 | 3.1167e-19 | 1.1873e-09 | 2.5844e-05 | 0.0020137 | 0.044672 | 0.19829 | 0.31511 | 0.2517 | 0.12572 | 0.045368 | 0.013037 | 0.0031898 | 0.00069656 | 0.0001404 | 2.6767e-05 | 4.9146e-06 | 8.8077e-07 | 1.5564e-07 | 2.7327e-08 | 5.8228e-09 | 9.0278e-06 | 2.1904e-05 | 2.4262 | 1
12 | 2.6348 | 2.7251 | 27 | 2.7 | 0 | 1.2392e-23 | 3.9553e-12 | 8.3133e-07 | 0.00020173 | 0.011613 | 0.10127 | 0.2641 | 0.30332 | 0.19688 | 0.085405 | 0.027775 | 0.0073382 | 0.0016673 | 0.00033952 | 6.3863e-05 | 1.1349e-05 | 1.9379e-06 | 3.2211e-07 | 5.2635e-08 | 1.016e-08 | 2.1635e-05 | 5.8958e-05 | 2.725 | 1
13 | 2.5971 | 2.686 | 27 | 2.7 | 0 | 1.2392e-23 | 3.9553e-12 | 8.3133e-07 | 0.00020173 | 0.011613 | 0.10127 | 0.2641 | 0.30332 | 0.19688 | 0.085405 | 0.027775 | 0.0073382 | 0.0016673 | 0.00033952 | 6.3863e-05 | 1.1349e-05 | 1.9379e-06 | 3.2211e-07 | 5.2635e-08 | 1.016e-08 | 2.1635e-05 | 5.8113e-05 | 2.686 | 1
14 | 2.6368 | 2.7271 | 27 | 2.7 | 0 | 1.2392e-23 | 3.9553e-12 | 8.3133e-07 | 0.00020173 | 0.011613 | 0.10127 | 0.2641 | 0.30332 | 0.19688 | 0.085405 | 0.027775 | 0.0073382 | 0.0016673 | 0.00033952 | 6.3863e-05 | 1.1349e-05 | 1.9379e-06 | 3.2211e-07 | 5.2635e-08 | 1.016e-08 | 2.1635e-05 | 5.9002e-05 | 2.7271 | 1
15 | 2.6292 | 2.7193 | 27 | 2.7 | 0 | 1.2392e-23 | 3.9553e-12 | 8.3133e-07 | 0.00020173 | 0.011613 | 0.10127 | 0.2641 | 0.30332 | 0.19688 | 0.085405 | 0.027775 | 0.0073382 | 0.0016673 | 0.00033952 | 6.3863e-05 | 1.1349e-05 | 1.9379e-06 | 3.2211e-07 | 5.2635e-08 | 1.016e-08 | 2.1635e-05 | 5.8832e-05 | 2.7192 | 1
16 | 2.7095 | 2.8023 | 28 | 2.8 | 0 | 3.2015e-25 | 4.9265e-13 | 2.3261e-07 | 8.4723e-05 | 0.0068671 | 0.076093 | 0.23659 | 0.30953 | 0.22098 | 0.10261 | 0.034968 | 0.0095212 | 0.0022004 | 0.00045096 | 8.4651e-05 | 1.4909e-05 | 2.509e-06 | 4.091e-07 | 6.5326e-08 | 1.2215e-08 | 2.8604e-05 | 8.0157e-05 | 2.8023 | 1
17 | 2.6673 | 2.7587 | 28 | 2.8 | 0 | 3.2015e-25 | 4.9265e-13 | 2.3261e-07 | 8.4723e-05 | 0.0068671 | 0.076093 | 0.23659 | 0.30953 | 0.22098 | 0.10261 | 0.034968 | 0.0095212 | 0.0022004 | 0.00045096 | 8.4651e-05 | 1.4909e-05 | 2.509e-06 | 4.091e-07 | 6.5326e-08 | 1.2215e-08 | 2.8604e-05 | 7.8907e-05 | 2.7586 | 1
18 | 3.6255 | 3.7497 | 37 | 3.7 | 0 | 2.5906e-43 | 1.0776e-23 | 3.8977e-14 | 1.3472e-09 | 5.3942e-06 | 0.00089696 | 0.020299 | 0.11915 | 0.26626 | 0.29189 | 0.18765 | 0.080544 | 0.025397 | 0.0063182 | 0.0013088 | 0.00023523 | 3.7866e-05 | 5.5963e-06 | 7.7436e-07 | 1.1659e-07 | 0.0003595 | 0.001348 | 3.7483 | 1
19 | 4.3995 | 4.5502 | 46 | 4.6 | 0 | 1.945e-74 | 1.9519e-43 | 1.1056e-27 | 7.2269e-20 | 2.4353e-13 | 5.1889e-09 | 4.4489e-06 | 0.00043816 | 0.0093419 | 0.064365 | 0.18724 | 0.27804 | 0.24268 | 0.13867 | 0.056395 | 0.017431 | 0.0043122 | 0.00088993 | 0.00015838 | 2.907e-05 | 0.0065789 | 0.029935 | 4.5202 | 1
20 | 4.2814 | 4.428 | 44 | 4.4 | 0 | 1.1324e-65 | 1.024e-37 | 1.1964e-23 | 9.7283e-17 | 4.955e-11 | 2.6393e-07 | 7.8831e-05 | 0.0033981 | 0.037184 | 0.14746 | 0.26959 | 0.27015 | 0.16888 | 0.072681 | 0.023239 | 0.0058577 | 0.0012196 | 0.00021762 | 3.4282e-05 | 5.6124e-06 | 0.0034628 | 0.015333 | 4.4127 | 1
21 | 3.3527 | 3.4675 | 35 | 3.5 | 0 | 1.5037e-38 | 7.9631e-21 | 2.867e-12 | 3.0219e-08 | 4.32e-05 | 0.0035014 | 0.046796 | 0.18369 | 0.30022 | 0.2581 | 0.13764 | 0.051285 | 0.014568 | 0.0033653 | 0.00066363 | 0.00011591 | 1.8446e-05 | 2.7342e-06 | 3.8405e-07 | 5.961e-08 | 0.00019892 | 0.00068975 | 3.4668 | 1
22 | 2.0334 | 2.103 | 21 | 2.1 | 0 | 2.5358e-15 | 1.703e-07 | 0.00047617 | 0.013224 | 0.12414 | 0.29552 | 0.29844 | 0.17196 | 0.068193 | 0.02101 | 0.0054496 | 0.0012565 | 0.00026745 | 5.3965e-05 | 1.0522e-05 | 2.01e-06 | 3.8008e-07 | 7.1682e-08 | 1.356e-08 | 3.2021e-09 | 3.4806e-06 | 7.3197e-06 | 2.103 | 1
23 | 1.0004 | 1.0347 | 10 | 1 | 0 | 6.3362e-05 | 0.032996 | 0.26726 | 0.31014 | 0.25326 | 0.098108 | 0.028732 | 0.0072542 | 0.0016976 | 0.00038387 | 8.5989e-05 | 1.9371e-05 | 4.4291e-06 | 1.0337e-06 | 2.4709e-07 | 6.0609e-08 | 1.5269e-08 | 3.9522e-09 | 1.0509e-09 | 4.0024e-10 | 6.3474e-08 | 6.5677e-08 | 1.0347 | 1
Total | 48.7448 | 50.4146 | [24 empty] | 0.047762 | 50.3669
Success Rate | 99.91%
Projected Q4
Growth Factor | 101.1%
|  |  |  | Offset: | 0 | 1 | 2 | 3 | 4 | 5 | 6 | 7 | 8 | 9 | 10 | 11 | 12 | 13 | 14 | 15 | 16 | 17 | 18 | 19 | 20
Hour of Day | Current EPH | Projected EPH | Position of Closest EPH Value | Closest Predicted EPH Value | 0 | 5 | 10 | 15 | 20 | 25 | 30 | 35 | 40 | 45 | 50 | 55 | 60 | 65 | 70 | 75 | 80 | 85 | 90 | 95 | 100 | Failure Probability | Expected Failures | Expected Success | Validate
0 | 0.54706 | 0.55329 | 6 | 0.6 | 0 | 0.0088501 | 0.23703 | 0.41757 | 0.20102 | 0.098805 | 0.027584 | 0.006923 | 0.001676 | 0.00040545 | 9.9827e-05 | 2.5254e-05 | 6.5949e-06 | 1.7814e-06 | 4.9799e-07 | 1.4401e-07 | 4.3042e-08 | 1.3281e-08 | 4.2252e-09 | 1.3841e-09 | 7.1808e-10 | 2.9442e-08 | 1.629e-08 | 0.55329 | 1
1 | 0.30211 | 0.30555 | 3 | 0.3 | 0 | 0.093646 | 0.43497 | 0.30971 | 0.10085 | 0.043692 | 0.012294 | 0.003432 | 0.00097975 | 0.00028966 | 8.9102e-05 | 2.8546e-05 | 9.5172e-06 | 3.2965e-06 | 1.1839e-06 | 4.3994e-07 | 1.6881e-07 | 6.6747e-08 | 2.7147e-08 | 1.1338e-08 | 8.765e-09 | 7.3483e-08 | 2.2453e-08 | 0.30555 | 0.99999
2 | 0.19124 | 0.19342 | 2 | 0.2 | 0 | 0.16264 | 0.44689 | 0.25673 | 0.080779 | 0.036441 | 0.011196 | 0.0034949 | 0.0011292 | 0.00038011 | 0.00013345 | 4.881e-05 | 1.8563e-05 | 7.3224e-06 | 2.9888e-06 | 1.2594e-06 | 5.4663e-07 | 2.4389e-07 | 1.1165e-07 | 5.2359e-08 | 5.0178e-08 | 2.0661e-07 | 3.9962e-08 | 0.19342 | 0.99989
3 | 0.17781 | 0.17984 | 2 | 0.2 | 0 | 0.16264 | 0.44689 | 0.25673 | 0.080779 | 0.036441 | 0.011196 | 0.0034949 | 0.0011292 | 0.00038011 | 0.00013345 | 4.881e-05 | 1.8563e-05 | 7.3224e-06 | 2.9888e-06 | 1.2594e-06 | 5.4663e-07 | 2.4389e-07 | 1.1165e-07 | 5.2359e-08 | 5.0178e-08 | 2.0661e-07 | 3.7156e-08 | 0.17984 | 0.99989
4 | 0.35924 | 0.36333 | 4 | 0.4 | 0 | 0.048173 | 0.38674 | 0.35996 | 0.12841 | 0.056094 | 0.015209 | 0.0039746 | 0.0010451 | 0.00028193 | 7.8722e-05 | 2.283e-05 | 6.8816e-06 | 2.1546e-06 | 6.9981e-07 | 2.3539e-07 | 8.1849e-08 | 2.9369e-08 | 1.0855e-08 | 4.1263e-09 | 2.7149e-09 | 4.1768e-08 | 1.5176e-08 | 0.36333 | 1
5 | 0.95435 | 0.96522 | 10 | 1 | 0 | 6.3362e-05 | 0.032996 | 0.26726 | 0.31014 | 0.25326 | 0.098108 | 0.028732 | 0.0072542 | 0.0016976 | 0.00038387 | 8.5989e-05 | 1.9371e-05 | 4.4291e-06 | 1.0337e-06 | 2.4709e-07 | 6.0609e-08 | 1.5269e-08 | 3.9522e-09 | 1.0509e-09 | 4.0024e-10 | 6.3474e-08 | 6.1266e-08 | 0.96522 | 1
6 | 1.3952 | 1.4111 | 14 | 1.4 | 0 | 5.7047e-08 | 0.0012165 | 0.061107 | 0.2052 | 0.35394 | 0.23798 | 0.098998 | 0.030942 | 0.0081406 | 0.0019315 | 0.00043157 | 9.3381e-05 | 1.9929e-05 | 4.2473e-06 | 9.1141e-07 | 1.9804e-07 | 4.3742e-08 | 9.8455e-09 | 2.2619e-09 | 7.0021e-10 | 2.6914e-07 | 3.798e-07 | 1.4111 | 1
7 | 1.6468 | 1.6656 | 17 | 1.7 | 0 | 8.1253e-11 | 4.3383e-05 | 0.010706 | 0.085289 | 0.28828 | 0.32143 | 0.18912 | 0.074607 | 0.022822 | 0.0059288 | 0.0013869 | 0.00030365 | 6.3882e-05 | 1.3149e-05 | 2.6816e-06 | 5.4675e-07 | 1.1215e-07 | 2.3252e-08 | 4.8876e-09 | 1.3362e-09 | 8.4375e-07 | 1.4053e-06 | 1.6656 | 1
8 | 1.8977 | 1.9193 | 19 | 1.9 | 0 | 5.7158e-13 | 3.1701e-06 | 0.0025214 | 0.036917 | 0.20438 | 0.32948 | 0.25151 | 0.11889 | 0.041104 | 0.011558 | 0.0028323 | 0.00063364 | 0.0001336 | 2.7145e-05 | 5.3993e-06 | 1.0633e-06 | 2.0905e-07 | 4.1276e-08 | 8.2208e-09 | 2.0849e-09 | 1.7488e-06 | 3.3566e-06 | 1.9193 | 1
9 | 2.1127 | 2.1368 | 21 | 2.1 | 0 | 2.5358e-15 | 1.703e-07 | 0.00047617 | 0.013224 | 0.12414 | 0.29552 | 0.29844 | 0.17196 | 0.068193 | 0.02101 | 0.0054496 | 0.0012565 | 0.00026745 | 5.3965e-05 | 1.0522e-05 | 2.01e-06 | 3.8008e-07 | 7.1682e-08 | 1.356e-08 | 3.2021e-09 | 3.4806e-06 | 7.4373e-06 | 2.1368 | 1
10 | 2.2471 | 2.2727 | 23 | 2.3 | 0 | 7.0657e-18 | 6.7239e-09 | 7.2182e-05 | 0.003946 | 0.065095 | 0.23353 | 0.31764 | 0.22667 | 0.10449 | 0.035672 | 0.0098843 | 0.0023667 | 0.00051167 | 0.00010305 | 1.9775e-05 | 3.6764e-06 | 6.7038e-07 | 1.2101e-07 | 2.1775e-08 | 4.7994e-09 | 6.6369e-06 | 1.5084e-05 | 2.2727 | 1
11 | 2.3459 | 2.3726 | 24 | 2.4 | 0 | 3.1167e-19 | 1.1873e-09 | 2.5844e-05 | 0.0020137 | 0.044672 | 0.19829 | 0.31511 | 0.2517 | 0.12572 | 0.045368 | 0.013037 | 0.0031898 | 0.00069656 | 0.0001404 | 2.6767e-05 | 4.9146e-06 | 8.8077e-07 | 1.5564e-07 | 2.7327e-08 | 5.8228e-09 | 9.0278e-06 | 2.1419e-05 | 2.3726 | 1
12 | 2.6348 | 2.6648 | 27 | 2.7 | 0 | 1.2392e-23 | 3.9553e-12 | 8.3133e-07 | 0.00020173 | 0.011613 | 0.10127 | 0.2641 | 0.30332 | 0.19688 | 0.085405 | 0.027775 | 0.0073382 | 0.0016673 | 0.00033952 | 6.3863e-05 | 1.1349e-05 | 1.9379e-06 | 3.2211e-07 | 5.2635e-08 | 1.016e-08 | 2.1635e-05 | 5.7654e-05 | 2.6648 | 1
13 | 2.5971 | 2.6267 | 26 | 2.6 | 0 | 4.1517e-22 | 2.8903e-11 | 2.7804e-06 | 0.00045602 | 0.018884 | 0.13062 | 0.28731 | 0.29108 | 0.17249 | 0.07015 | 0.021835 | 0.0056111 | 0.001256 | 0.00025453 | 4.8038e-05 | 8.6224e-06 | 1.4952e-06 | 2.5353e-07 | 4.2416e-08 | 8.4579e-09 | 1.6281e-05 | 4.2763e-05 | 2.6266 | 1
14 | 2.6368 | 2.6668 | 27 | 2.7 | 0 | 1.2392e-23 | 3.9553e-12 | 8.3133e-07 | 0.00020173 | 0.011613 | 0.10127 | 0.2641 | 0.30332 | 0.19688 | 0.085405 | 0.027775 | 0.0073382 | 0.0016673 | 0.00033952 | 6.3863e-05 | 1.1349e-05 | 1.9379e-06 | 3.2211e-07 | 5.2635e-08 | 1.016e-08 | 2.1635e-05 | 5.7698e-05 | 2.6668 | 1
15 | 2.6292 | 2.6591 | 27 | 2.7 | 0 | 1.2392e-23 | 3.9553e-12 | 8.3133e-07 | 0.00020173 | 0.011613 | 0.10127 | 0.2641 | 0.30332 | 0.19688 | 0.085405 | 0.027775 | 0.0073382 | 0.0016673 | 0.00033952 | 6.3863e-05 | 1.1349e-05 | 1.9379e-06 | 3.2211e-07 | 5.2635e-08 | 1.016e-08 | 2.1635e-05 | 5.7531e-05 | 2.6591 | 1
16 | 2.7095 | 2.7404 | 27 | 2.7 | 0 | 1.2392e-23 | 3.9553e-12 | 8.3133e-07 | 0.00020173 | 0.011613 | 0.10127 | 0.2641 | 0.30332 | 0.19688 | 0.085405 | 0.027775 | 0.0073382 | 0.0016673 | 0.00033952 | 6.3863e-05 | 1.1349e-05 | 1.9379e-06 | 3.2211e-07 | 5.2635e-08 | 1.016e-08 | 2.1635e-05 | 5.9289e-05 | 2.7403 | 1
17 | 2.6673 | 2.6977 | 27 | 2.7 | 0 | 1.2392e-23 | 3.9553e-12 | 8.3133e-07 | 0.00020173 | 0.011613 | 0.10127 | 0.2641 | 0.30332 | 0.19688 | 0.085405 | 0.027775 | 0.0073382 | 0.0016673 | 0.00033952 | 6.3863e-05 | 1.1349e-05 | 1.9379e-06 | 3.2211e-07 | 5.2635e-08 | 1.016e-08 | 2.1635e-05 | 5.8365e-05 | 2.6976 | 1
18 | 3.6255 | 3.6668 | 37 | 3.7 | 0 | 2.5906e-43 | 1.0776e-23 | 3.8977e-14 | 1.3472e-09 | 5.3942e-06 | 0.00089696 | 0.020299 | 0.11915 | 0.26626 | 0.29189 | 0.18765 | 0.080544 | 0.025397 | 0.0063182 | 0.0013088 | 0.00023523 | 3.7866e-05 | 5.5963e-06 | 7.7436e-07 | 1.1659e-07 | 0.0003595 | 0.0013182 | 3.6655 | 1
19 | 4.3995 | 4.4496 | 44 | 4.4 | 0 | 1.1324e-65 | 1.024e-37 | 1.1964e-23 | 9.7283e-17 | 4.955e-11 | 2.6393e-07 | 7.8831e-05 | 0.0033981 | 0.037184 | 0.14746 | 0.26959 | 0.27015 | 0.16888 | 0.072681 | 0.023239 | 0.0058577 | 0.0012196 | 0.00021762 | 3.4282e-05 | 5.6124e-06 | 0.0034628 | 0.015408 | 4.4342 | 1
20 | 4.2814 | 4.3301 | 43 | 4.3 | 0 | 9.0455e-62 | 3.3072e-35 | 6.6422e-22 | 2.1129e-15 | 4.6256e-10 | 1.3335e-06 | 0.00025071 | 0.0075363 | 0.061713 | 0.19277 | 0.2889 | 0.24519 | 0.1334 | 0.051132 | 0.014847 | 0.0034551 | 0.00067356 | 0.00011391 | 1.7184e-05 | 2.7083e-06 | 0.0024871 | 0.010769 | 4.3194 | 1
21 | 3.3527 | 3.3909 | 34 | 3.4 | 0 | 2.3414e-36 | 1.6086e-19 | 1.9802e-11 | 1.2053e-07 | 0.00010736 | 0.0062658 | 0.06585 | 0.21528 | 0.30565 | 0.23595 | 0.11602 | 0.040723 | 0.011087 | 0.0024894 | 0.00048266 | 8.3677e-05 | 1.3322e-05 | 1.9885e-06 | 2.8283e-07 | 4.4805e-08 | 0.00014944 | 0.00050673 | 3.3904 | 1
22 | 2.0334 | 2.0565 | 21 | 2.1 | 0 | 2.5358e-15 | 1.703e-07 | 0.00047617 | 0.013224 | 0.12414 | 0.29552 | 0.29844 | 0.17196 | 0.068193 | 0.02101 | 0.0054496 | 0.0012565 | 0.00026745 | 5.3965e-05 | 1.0522e-05 | 2.01e-06 | 3.8008e-07 | 7.1682e-08 | 1.356e-08 | 3.2021e-09 | 3.4806e-06 | 7.1579e-06 | 2.0565 | 1
23 | 1.0004 | 1.0118 | 10 | 1 | 0 | 6.3362e-05 | 0.032996 | 0.26726 | 0.31014 | 0.25326 | 0.098108 | 0.028732 | 0.0072542 | 0.0016976 | 0.00038387 | 8.5989e-05 | 1.9371e-05 | 4.4291e-06 | 1.0337e-06 | 2.4709e-07 | 6.0609e-08 | 1.5269e-08 | 3.9522e-09 | 1.0509e-09 | 4.0024e-10 | 6.3474e-08 | 6.4225e-08 | 1.0118 | 1
Total | 48.7448 | 49.3001 | [24 empty] | 0.028392 | 49.2717
Success Rate | 99.94%

## ServerTypeB
rb31,32(new, average of 2 servers)
HourOfDay | Events per hr (M) | Log Events Per Hour | Average of log-cpu | StdDev of log-cpu
0 | 0.4393 | -0.82258 | 1.4579 | 0.38069
1 | 0.24726 | -1.3973 | 1.2009 | 0.44643
2 | 0.1599 | -1.8332 | 1.1239 | 0.47422
3 | 0.15634 | -1.8557 | 1.0782 | 0.47328
4 | 0.33372 | -1.0975 | 1.3586 | 0.42022
5 | 0.89392 | -0.11214 | 1.8936 | 0.29033
6 | 1.2473 | 0.22095 | 2.1778 | 0.26109
7 | 1.4275 | 0.35589 | 2.2831 | 0.27476
8 | 1.6331 | 0.4905 | 2.4017 | 0.26257
9 | 1.808 | 0.59221 | 2.4781 | 0.24747
10 | 1.9316 | 0.65833 | 2.5417 | 0.23583
11 | 2.0302 | 0.70815 | 2.5497 | 0.21494
12 | 2.2896 | 0.82838 | 2.6378 | 0.17238
13 | 2.2934 | 0.83004 | 2.6329 | 0.16647
14 | 2.3541 | 0.85614 | 2.6652 | 0.15372
15 | 2.3404 | 0.85032 | 2.6407 | 0.15346
16 | 2.436 | 0.89035 | 2.6691 | 0.14926
17 | 2.4112 | 0.88012 | 2.6926 | 0.15608
18 | 3.3245 | 1.2013 | 2.9679 | 0.2263
19 | 4.0252 | 1.3926 | 3.1313 | 0.12745
20 | 3.8408 | 1.3457 | 3.0788 | 0.13435
21 | 2.9215 | 1.0721 | 2.8207 | 0.18442
22 | 1.7043 | 0.53315 | 2.389 | 0.27039
23 | 0.81373 | -0.20613 | 1.8026 | 0.37336
Total | 43.0627
Regression from number of events to log-CPU
|  | x^3 | x^2 | x | c
| Coeff | 0.044061 | -0.39774 | 1.4484 | 0.88658
Regression from log of number of events to std of log CPU
|  | ln(EPH) | C
| Coeff | -0.11018 | 0.28969
Prediction | [9 empty] | Commulative Distribution (Probability CPU is less)
EPH(in M) | Log-EPH | Log-CPU | CPU | STD of LOG-CPU | 0.0 | 2.5 | 7.5 | 12.5 | 17.5 | 21.5 | 26.5 | 31.5 | 36.5 | 41.5 | 46.5 | 51.5 | 56.5 | 61.5 | 66.5 | 71.5 | 76.5 | 81.5 | 86.5 | 91.5 | 96.5 | 101.5
0.1 | -2.3026 | 1.0275 | 2.794 | 0.54338 | 0 | 0.41893 | 0.9654 | 0.99709 | 0.99963 | 0.99991 | 0.99998 | 1 | 1 | 1 | 1 | 1 | 1 | 1 | 1 | 1 | 1 | 1 | 1 | 1 | 1 | 1
0.2 | -1.6094 | 1.1607 | 3.1922 | 0.46701 | 0 | 0.30037 | 0.96631 | 0.99827 | 0.99987 | 0.99998 | 1 | 1 | 1 | 1 | 1 | 1 | 1 | 1 | 1 | 1 | 1 | 1 | 1 | 1 | 1 | 1
0.3 | -1.204 | 1.2865 | 3.62 | 0.42234 | 0 | 0.19037 | 0.95771 | 0.99833 | 0.9999 | 0.99999 | 1 | 1 | 1 | 1 | 1 | 1 | 1 | 1 | 1 | 1 | 1 | 1 | 1 | 1 | 1 | 1
0.4 | -0.91629 | 1.4051 | 4.076 | 0.39064 | 0 | 0.10541 | 0.94074 | 0.99794 | 0.9999 | 0.99999 | 1 | 1 | 1 | 1 | 1 | 1 | 1 | 1 | 1 | 1 | 1 | 1 | 1 | 1 | 1 | 1
0.5 | -0.69315 | 1.5168 | 4.5578 | 0.36606 | 0 | 0.050441 | 0.91318 | 0.99707 | 0.99988 | 0.99999 | 1 | 1 | 1 | 1 | 1 | 1 | 1 | 1 | 1 | 1 | 1 | 1 | 1 | 1 | 1 | 1
0.6 | -0.51083 | 1.6219 | 5.0629 | 0.34597 | 0 | 0.020694 | 0.87198 | 0.9955 | 0.99983 | 0.99999 | 1 | 1 | 1 | 1 | 1 | 1 | 1 | 1 | 1 | 1 | 1 | 1 | 1 | 1 | 1 | 1
0.7 | -0.35667 | 1.7207 | 5.5883 | 0.32899 | 0 | 0.0072424 | 0.81443 | 0.9928 | 0.99974 | 0.99998 | 1 | 1 | 1 | 1 | 1 | 1 | 1 | 1 | 1 | 1 | 1 | 1 | 1 | 1 | 1 | 1
0.8 | -0.22314 | 1.8133 | 6.1306 | 0.31428 | 0 | 0.0021573 | 0.7394 | 0.9883 | 0.99958 | 0.99997 | 1 | 1 | 1 | 1 | 1 | 1 | 1 | 1 | 1 | 1 | 1 | 1 | 1 | 1 | 1 | 1
0.9 | -0.10536 | 1.9001 | 6.6864 | 0.3013 | 0 | 0.00054702 | 0.64843 | 0.98108 | 0.9993 | 0.99995 | 1 | 1 | 1 | 1 | 1 | 1 | 1 | 1 | 1 | 1 | 1 | 1 | 1 | 1 | 1 | 1
1 | 0 | 1.9813 | 7.2521 | 0.28969 | 0 | 0.00011831 | 0.54619 | 0.9699 | 0.99882 | 0.99991 | 1 | 1 | 1 | 1 | 1 | 1 | 1 | 1 | 1 | 1 | 1 | 1 | 1 | 1 | 1 | 1
1.1 | 0.09531 | 2.0572 | 7.8239 | 0.27919 | 0 | 2.1901e-05 | 0.43981 | 0.95335 | 0.99803 | 0.99985 | 0.99999 | 1 | 1 | 1 | 1 | 1 | 1 | 1 | 1 | 1 | 1 | 1 | 1 | 1 | 1 | 1
1.2 | 0.18232 | 2.128 | 8.3984 | 0.2696 | 0 | 3.4858e-06 | 0.33738 | 0.92991 | 0.99677 | 0.99976 | 0.99999 | 1 | 1 | 1 | 1 | 1 | 1 | 1 | 1 | 1 | 1 | 1 | 1 | 1 | 1 | 1
1.3 | 0.26236 | 2.1941 | 8.972 | 0.26078 | 0 | 4.7945e-07 | 0.24599 | 0.89825 | 0.99479 | 0.9996 | 0.99998 | 1 | 1 | 1 | 1 | 1 | 1 | 1 | 1 | 1 | 1 | 1 | 1 | 1 | 1 | 1
1.4 | 0.33647 | 2.2557 | 9.5415 | 0.25262 | 0 | 5.7298e-08 | 0.17029 | 0.85749 | 0.99183 | 0.99935 | 0.99997 | 1 | 1 | 1 | 1 | 1 | 1 | 1 | 1 | 1 | 1 | 1 | 1 | 1 | 1 | 1
1.5 | 0.40547 | 2.313 | 10.1042 | 0.24502 | 0 | 5.9818e-09 | 0.11191 | 0.80742 | 0.98751 | 0.99897 | 0.99996 | 1 | 1 | 1 | 1 | 1 | 1 | 1 | 1 | 1 | 1 | 1 | 1 | 1 | 1 | 1
1.6 | 0.47 | 2.3663 | 10.6574 | 0.23791 | 0 | 5.4827e-10 | 0.069856 | 0.74867 | 0.98145 | 0.99841 | 0.99994 | 1 | 1 | 1 | 1 | 1 | 1 | 1 | 1 | 1 | 1 | 1 | 1 | 1 | 1 | 1
1.7 | 0.53063 | 2.4158 | 11.1992 | 0.23123 | 0 | 4.4316e-11 | 0.041463 | 0.68269 | 0.97322 | 0.9976 | 0.9999 | 1 | 1 | 1 | 1 | 1 | 1 | 1 | 1 | 1 | 1 | 1 | 1 | 1 | 1 | 1
1.8 | 0.58779 | 2.462 | 11.7278 | 0.22493 | 0 | 3.17e-12 | 0.023431 | 0.6116 | 0.96241 | 0.99648 | 0.99986 | 0.99999 | 1 | 1 | 1 | 1 | 1 | 1 | 1 | 1 | 1 | 1 | 1 | 1 | 1 | 1
1.9 | 0.64185 | 2.5049 | 12.2422 | 0.21897 | 0 | 2.0118e-13 | 0.012622 | 0.53791 | 0.94864 | 0.99494 | 0.99979 | 0.99999 | 1 | 1 | 1 | 1 | 1 | 1 | 1 | 1 | 1 | 1 | 1 | 1 | 1 | 1
2 | 0.69315 | 2.5449 | 12.7417 | 0.21332 | 0 | 1.134e-14 | 0.0064883 | 0.46423 | 0.93156 | 0.99291 | 0.9997 | 0.99999 | 1 | 1 | 1 | 1 | 1 | 1 | 1 | 1 | 1 | 1 | 1 | 1 | 1 | 1
2.1 | 0.74194 | 2.5822 | 13.2263 | 0.20795 | 0 | 5.6754e-16 | 0.0031847 | 0.39296 | 0.91092 | 0.99026 | 0.99958 | 0.99998 | 1 | 1 | 1 | 1 | 1 | 1 | 1 | 1 | 1 | 1 | 1 | 1 | 1 | 1
2.2 | 0.78846 | 2.6171 | 13.6964 | 0.20282 | 0 | 2.5163e-17 | 0.0014926 | 0.32612 | 0.88653 | 0.9869 | 0.99943 | 0.99998 | 1 | 1 | 1 | 1 | 1 | 1 | 1 | 1 | 1 | 1 | 1 | 1 | 1 | 1
2.3 | 0.83291 | 2.6499 | 14.1528 | 0.19792 | 0 | 9.8424e-19 | 0.00066742 | 0.26518 | 0.85827 | 0.98268 | 0.99924 | 0.99997 | 1 | 1 | 1 | 1 | 1 | 1 | 1 | 1 | 1 | 1 | 1 | 1 | 1 | 1
2.4 | 0.87547 | 2.6808 | 14.5971 | 0.19323 | 0 | 3.3749e-20 | 0.00028427 | 0.21109 | 0.82604 | 0.97746 | 0.99899 | 0.99997 | 1 | 1 | 1 | 1 | 1 | 1 | 1 | 1 | 1 | 1 | 1 | 1 | 1 | 1
2.5 | 0.91629 | 2.7101 | 15.0312 | 0.18874 | 0 | 1.0056e-21 | 0.000115 | 0.16428 | 0.78981 | 0.97105 | 0.99867 | 0.99996 | 1 | 1 | 1 | 1 | 1 | 1 | 1 | 1 | 1 | 1 | 1 | 1 | 1 | 1
2.6 | 0.95551 | 2.7381 | 15.4573 | 0.18442 | 0 | 2.5739e-23 | 4.4007e-05 | 0.12477 | 0.74954 | 0.96322 | 0.99827 | 0.99994 | 1 | 1 | 1 | 1 | 1 | 1 | 1 | 1 | 1 | 1 | 1 | 1 | 1 | 1
2.7 | 0.99325 | 2.765 | 15.8783 | 0.18026 | 0 | 5.5785e-25 | 1.5843e-05 | 0.092233 | 0.70523 | 0.95367 | 0.99775 | 0.99993 | 1 | 1 | 1 | 1 | 1 | 1 | 1 | 1 | 1 | 1 | 1 | 1 | 1 | 1
2.8 | 1.0296 | 2.791 | 16.2974 | 0.17625 | 0 | 1.0058e-26 | 5.3276e-06 | 0.066145 | 0.65687 | 0.94201 | 0.99709 | 0.99991 | 1 | 1 | 1 | 1 | 1 | 1 | 1 | 1 | 1 | 1 | 1 | 1 | 1 | 1
2.9 | 1.0647 | 2.8165 | 16.7184 | 0.17238 | 0 | 1.477e-28 | 1.6586e-06 | 0.045818 | 0.60451 | 0.92774 | 0.99623 | 0.99988 | 1 | 1 | 1 | 1 | 1 | 1 | 1 | 1 | 1 | 1 | 1 | 1 | 1 | 1
3 | 1.0986 | 2.8417 | 17.1454 | 0.16865 | 0 | 1.7227e-30 | 4.7279e-07 | 0.030485 | 0.54831 | 0.9102 | 0.99509 | 0.99984 | 1 | 1 | 1 | 1 | 1 | 1 | 1 | 1 | 1 | 1 | 1 | 1 | 1 | 1
3.1 | 1.1314 | 2.8669 | 17.5827 | 0.16504 | 0 | 1.5495e-32 | 1.2177e-07 | 0.01935 | 0.4886 | 0.88853 | 0.99353 | 0.99979 | 1 | 1 | 1 | 1 | 1 | 1 | 1 | 1 | 1 | 1 | 1 | 1 | 1 | 1
3.2 | 1.1632 | 2.8924 | 18.0356 | 0.16154 | 0 | 1.0386e-34 | 2.789e-08 | 0.011617 | 0.42597 | 0.86163 | 0.99139 | 0.99972 | 0.99999 | 1 | 1 | 1 | 1 | 1 | 1 | 1 | 1 | 1 | 1 | 1 | 1 | 1
3.3 | 1.1939 | 2.9183 | 18.5095 | 0.15815 | 0 | 4.9869e-37 | 5.5738e-09 | 0.0065283 | 0.36143 | 0.82818 | 0.98837 | 0.99961 | 0.99999 | 1 | 1 | 1 | 1 | 1 | 1 | 1 | 1 | 1 | 1 | 1 | 1 | 1
3.4 | 1.2238 | 2.945 | 19.0105 | 0.15486 | 0 | 1.6389e-39 | 9.5047e-10 | 0.0033907 | 0.29645 | 0.7866 | 0.98402 | 0.99944 | 0.99999 | 1 | 1 | 1 | 1 | 1 | 1 | 1 | 1 | 1 | 1 | 1 | 1 | 1
3.5 | 1.2528 | 2.9727 | 19.5452 | 0.15166 | 0 | 3.4991e-42 | 1.3471e-10 | 0.0016028 | 0.23307 | 0.73516 | 0.97763 | 0.99917 | 0.99998 | 1 | 1 | 1 | 1 | 1 | 1 | 1 | 1 | 1 | 1 | 1 | 1 | 1
3.6 | 1.2809 | 3.0018 | 20.1211 | 0.14856 | 0 | 4.5724e-45 | 1.5386e-11 | 0.00067686 | 0.17375 | 0.67226 | 0.9681 | 0.99872 | 0.99997 | 1 | 1 | 1 | 1 | 1 | 1 | 1 | 1 | 1 | 1 | 1 | 1 | 1
3.7 | 1.3083 | 3.0324 | 20.7463 | 0.14554 | 0 | 3.4165e-48 | 1.3661e-12 | 0.00024973 | 0.12116 | 0.59684 | 0.9537 | 0.99794 | 0.99995 | 1 | 1 | 1 | 1 | 1 | 1 | 1 | 1 | 1 | 1 | 1 | 1 | 1
3.8 | 1.335 | 3.0648 | 21.4301 | 0.1426 | 0 | 1.3508e-51 | 9.0395e-14 | 7.8363e-05 | 0.077705 | 0.50911 | 0.93177 | 0.99654 | 0.99991 | 1 | 1 | 1 | 1 | 1 | 1 | 1 | 1 | 1 | 1 | 1 | 1 | 1
3.9 | 1.361 | 3.0993 | 22.1827 | 0.13974 | 0 | 2.5873e-55 | 4.2441e-15 | 2.0252e-05 | 0.044869 | 0.4115 | 0.89841 | 0.99395 | 0.99982 | 1 | 1 | 1 | 1 | 1 | 1 | 1 | 1 | 1 | 1 | 1 | 1 | 1
4 | 1.3863 | 3.1362 | 23.0159 | 0.13695 | 0 | 2.1711e-59 | 1.335e-16 | 4.1475e-06 | 0.022719 | 0.30942 | 0.84832 | 0.98903 | 0.99962 | 0.99999 | 1 | 1 | 1 | 1 | 1 | 1 | 1 | 1 | 1 | 1 | 1 | 1
4.1 | 1.411 | 3.1757 | 23.9431 | 0.13423 | 0 | 7.1195e-64 | 2.6317e-18 | 6.4276e-07 | 0.0097629 | 0.21134 | 0.77515 | 0.9795 | 0.99916 | 0.99998 | 1 | 1 | 1 | 1 | 1 | 1 | 1 | 1 | 1 | 1 | 1 | 1
4.2 | 1.4351 | 3.2181 | 24.9795 | 0.13158 | 0 | 8.0104e-69 | 3.0071e-20 | 7.1345e-08 | 0.0034201 | 0.12714 | 0.67331 | 0.96103 | 0.99803 | 0.99994 | 1 | 1 | 1 | 1 | 1 | 1 | 1 | 1 | 1 | 1 | 1 | 1
4.3 | 1.4586 | 3.2636 | 26.143 | 0.12898 | 0 | 2.6667e-74 | 1.819e-22 | 5.3118e-09 | 0.00092963 | 0.064773 | 0.54188 | 0.9258 | 0.99516 | 0.99983 | 1 | 1 | 1 | 1 | 1 | 1 | 1 | 1 | 1 | 1 | 1 | 1
4.4 | 1.4816 | 3.3125 | 27.4542 | 0.12645 | 0 | 2.2192e-80 | 5.24e-25 | 2.4534e-10 | 0.00018459 | 0.026601 | 0.38984 | 0.86151 | 0.98784 | 0.99946 | 0.99998 | 1 | 1 | 1 | 1 | 1 | 1 | 1 | 1 | 1 | 1 | 1
4.5 | 1.5041 | 3.3651 | 28.9374 | 0.12398 | 0 | 3.8105e-87 | 6.3559e-28 | 6.4072e-12 | 2.4885e-05 | 0.0082811 | 0.23894 | 0.75315 | 0.96945 | 0.99818 | 0.99993 | 1 | 1 | 1 | 1 | 1 | 1 | 1 | 1 | 1 | 1 | 1
4.6 | 1.5261 | 3.4217 | 30.6212 | 0.12155 | 0 | 1.0849e-94 | 2.8126e-31 | 8.4748e-14 | 2.0842e-06 | 0.0018112 | 0.11719 | 0.59204 | 0.92574 | 0.99381 | 0.99971 | 0.99999 | 1 | 1 | 1 | 1 | 1 | 1 | 1 | 1 | 1 | 1
4.7 | 1.5476 | 3.4825 | 32.5395 | 0.11918 | 0 | 3.9923e-103 | 3.8434e-35 | 4.9842e-16 | 9.7452e-08 | 0.00025356 | 0.042479 | 0.39265 | 0.8324 | 0.97937 | 0.99863 | 0.99994 | 1 | 1 | 1 | 1 | 1 | 1 | 1 | 1 | 1 | 1
4.8 | 1.5686 | 3.5477 | 34.7329 | 0.11687 | 0 | 1.4298e-112 | 1.336e-39 | 1.1173e-18 | 2.2373e-09 | 2.0288e-05 | 0.010306 | 0.20158 | 0.66445 | 0.93614 | 0.99373 | 0.99962 | 0.99998 | 1 | 1 | 1 | 1 | 1 | 1 | 1 | 1 | 1
4.9 | 1.5892 | 3.6177 | 37.2501 | 0.11459 | 0 | 3.6062e-123 | 9.432e-45 | 7.9625e-22 | 2.1627e-11 | 8.0887e-07 | 0.0014819 | 0.071712 | 0.42955 | 0.82711 | 0.97354 | 0.99765 | 0.99986 | 0.99999 | 1 | 1 | 1 | 1 | 1 | 1 | 1 | 1
5 | 1.6094 | 3.6926 | 40.15 | 0.11237 | 0 | 4.4303e-135 | 1.0412e-50 | 1.4566e-25 | 7.3286e-14 | 1.3622e-08 | 0.00010887 | 0.015413 | 0.19816 | 0.61574 | 0.90434 | 0.98664 | 0.99882 | 0.99993 | 1 | 1 | 1 | 1 | 1 | 1 | 1 | 1
5.1 | 1.6292 | 3.7729 | 43.504 | 0.11019 | 0 | 1.7414e-148 | 1.3269e-57 | 5.3205e-30 | 7.002e-17 | 7.9501e-11 | 3.4161e-06 | 0.0016937 | 0.055564 | 0.33432 | 0.72722 | 0.93715 | 0.99116 | 0.99916 | 0.99994 | 1 | 1 | 1 | 1 | 1 | 1 | 1
5.2 | 1.6487 | 3.8586 | 47.3995 | 0.10805 | 0 | 1.3562e-163 | 1.3738e-65 | 2.8902e-35 | 1.457e-20 | 1.2693e-13 | 3.6904e-08 | 7.7806e-05 | 0.0077944 | 0.10931 | 0.42963 | 0.77873 | 0.94797 | 0.99203 | 0.99914 | 0.99993 | 1 | 1 | 1 | 1 | 1 | 1
5.3 | 1.6677 | 3.9502 | 51.9438 | 0.10595 | 0 | 1.2121e-180 | 7.6913e-75 | 1.6538e-41 | 4.8674e-25 | 4.1845e-17 | 1.0602e-10 | 1.1737e-06 | 0.00043358 | 0.017059 | 0.14802 | 0.46773 | 0.78628 | 0.94453 | 0.99014 | 0.99872 | 0.99987 | 0.99999 | 1 | 1 | 1 | 1
5.4 | 1.6864 | 4.0478 | 57.2696 | 0.10389 | 0 | 6.6688e-200 | 1.454e-85 | 6.661e-49 | 1.822e-30 | 2.0409e-21 | 5.9529e-14 | 4.3555e-09 | 7.2556e-06 | 0.00096689 | 0.022471 | 0.15336 | 0.44819 | 0.75365 | 0.92484 | 0.98367 | 0.99734 | 0.99966 | 0.99996 | 1 | 1 | 1
5.5 | 1.7047 | 4.1517 | 63.5418 | 0.10187 | 0 | 1.1109e-221 | 5.3861e-98 | 1.18e-57 | 5.0081e-37 | 9.9294e-27 | 4.5308e-18 | 2.8188e-12 | 2.6303e-08 | 1.4449e-05 | 0.0010875 | 0.019573 | 0.12445 | 0.37425 | 0.67246 | 0.87665 | 0.96577 | 0.99273 | 0.99877 | 0.99983 | 0.99998 | 1
5.6 | 1.7228 | 4.2622 | 70.9667 | 0.099881 | 0 | 2.4954e-246 | 2.0856e-112 | 5.3171e-68 | 6.1578e-45 | 3.0286e-33 | 3.0303e-23 | 2.1134e-16 | 1.3985e-11 | 3.9032e-08 | 1.155e-05 | 0.00066345 | 0.011233 | 0.075867 | 0.25757 | 0.52988 | 0.77388 | 0.91706 | 0.97624 | 0.99453 | 0.99895 | 1
5.7 | 1.7405 | 4.3796 | 79.804 | 0.097931 | 0 | 3.0075e-274 | 4.0893e-129 | 3.224e-80 | 1.8963e-54 | 3.3554e-41 | 1.0675e-29 | 1.1307e-21 | 6.865e-16 | 1.22e-11 | 1.7408e-08 | 3.8666e-06 | 0.00021072 | 0.0039024 | 0.031285 | 0.13094 | 0.33296 | 0.58502 | 0.79467 | 0.91873 | 0.9738 | 1
5.8 | 1.7579 | 4.504 | 90.3824 | 0.096015 | 0 | 6.8064e-306 | 1.7609e-148 | 1.256e-94 | 7.4311e-66 | 7.1209e-51 | 1.0843e-37 | 2.4354e-28 | 1.7992e-21 | 2.6026e-16 | 2.2296e-12 | 2.3406e-09 | 4.9635e-07 | 3.037e-05 | 0.00069714 | 0.0073276 | 0.041211 | 0.14065 | 0.32374 | 0.55092 | 0.75242 | 1
5.9 | 1.775 | 4.6359 | 103.1212 | 0.094132 | 0 | 0 | 6.3648e-171 | 1.3347e-111 | 1.6832e-79 | 1.3697e-62 | 1.5654e-47 | 1.076e-36 | 1.3184e-28 | 2.0306e-22 | 1.3249e-17 | 8.1504e-14 | 8.2008e-11 | 1.9994e-08 | 1.577e-06 | 5.0044e-05 | 0.00075617 | 0.0062147 | 0.030938 | 0.10201 | 0.24041 | 1
6 | 1.7918 | 4.7754 | 118.5581 | 0.09228 | 0 | 0 | 6.3872e-197 | 1.4347e-131 | 8.8005e-96 | 9.9723e-77 | 1.4027e-59 | 4.4164e-47 | 1.2613e-37 | 2.7762e-30 | 1.7887e-24 | 8.1416e-20 | 4.8075e-16 | 5.6868e-13 | 1.8554e-10 | 2.1251e-08 | 1.029e-06 | 2.4374e-05 | 0.00031736 | 0.0024974 | 0.012847 | 1
Probability Distribution for CPU to fall into bin ventered at each 5% step
EPH(in M) | 0 | 5 | 10 | 15 | 20 | 25 | 30 | 35 | 40 | 45 | 50 | 55 | 60 | 65 | 70 | 75 | 80 | 85 | 90 | 95 | 100
0.1 | 0 | 0.54647 | 0.031681 | 0.0025473 | 0.00028054 | 6.9207e-05 | 1.3225e-05 | 3.0063e-06 | 7.8391e-07 | 2.2849e-07 | 7.3045e-08 | 2.5248e-08 | 9.3315e-09 | 3.6552e-09 | 1.5066e-09 | 6.497e-10 | 2.9169e-10 | 1.3578e-10 | 6.5308e-11 | 3.2361e-11 | 3.5499e-11
0.2 | 0 | 0.66594 | 0.03196 | 0.0015994 | 0.00011243 | 1.9196e-05 | 2.4488e-06 | 3.8369e-07 | 7.0877e-08 | 1.4984e-08 | 3.5457e-09 | 9.2338e-10 | 2.6113e-10 | 7.935e-11 | 2.5685e-11 | 8.7943e-12 | 3.1659e-12 | 1.1925e-12 | 4.6785e-13 | 1.9063e-13 | 1.4466e-13
0.3 | 0 | 0.76734 | 0.040618 | 0.0015765 | 8.309e-05 | 1.1089e-05 | 1.0675e-06 | 1.2833e-07 | 1.8479e-08 | 3.0895e-09 | 5.8576e-10 | 1.2364e-10 | 2.8639e-11 | 7.1946e-12 | 1.9417e-12 | 5.5844e-13 | 1.7009e-13 | 5.4623e-14 | 1.8319e-14 | 6.4393e-15 | 3.7748e-15
0.4 | 0 | 0.83533 | 0.057203 | 0.0019655 | 8.5395e-05 | 9.5388e-06 | 7.4234e-07 | 7.2653e-08 | 8.5933e-09 | 1.191e-09 | 1.888e-10 | 3.3595e-11 | 6.6086e-12 | 1.4196e-12 | 3.2963e-13 | 8.2045e-14 | 2.176e-14 | 6.1062e-15 | 1.8874e-15 | 0 | 0
0.5 | 0 | 0.86274 | 0.083896 | 0.0028063 | 0.00010752 | 1.0538e-05 | 6.9502e-07 | 5.7656e-08 | 5.8026e-09 | 6.8785e-10 | 9.3799e-11 | 1.4438e-11 | 2.4702e-12 | 4.6385e-13 | 9.4702e-14 | 2.0761e-14 | 4.885e-15 | 1.2212e-15 | 0 | 0 | 0
0.6 | 0 | 0.85129 | 0.12352 | 0.004328 | 0.00015405 | 1.3727e-05 | 7.9503e-07 | 5.7605e-08 | 5.0629e-09 | 5.253e-10 | 6.2904e-11 | 8.5342e-12 | 1.292e-12 | 2.1561e-13 | 3.9191e-14 | 7.6605e-15 | 1.6653e-15 | 0 | 0 | 0 | 0
0.7 | 0 | 0.80719 | 0.17836 | 0.0069407 | 0.00023934 | 1.9943e-05 | 1.0431e-06 | 6.758e-08 | 5.2928e-09 | 4.8923e-10 | 5.2264e-11 | 6.3397e-12 | 8.6031e-13 | 1.2901e-13 | 2.1205e-14 | 3.7748e-15 | 0 | 0 | 0 | 0 | 0
0.8 | 0 | 0.73724 | 0.2489 | 0.011275 | 0.00038994 | 3.1087e-05 | 1.5021e-06 | 8.8665e-08 | 6.288e-09 | 5.251e-10 | 5.0669e-11 | 5.5569e-12 | 6.829e-13 | 9.2926e-14 | 1.3767e-14 | 2.3315e-15 | 0 | 0 | 0 | 0 | 0
0.9 | 0 | 0.64789 | 0.33264 | 0.01822 | 0.00065042 | 5.0559e-05 | 2.2992e-06 | 1.2556e-07 | 8.1681e-09 | 6.2318e-10 | 5.4855e-11 | 5.4872e-12 | 6.1551e-13 | 7.6494e-14 | 1.0436e-14 | 1.5543e-15 | 0 | 0 | 0 | 0 | 0
1 | 0 | 0.54607 | 0.42371 | 0.028916 | 0.0010916 | 8.4049e-05 | 3.6531e-06 | 1.8689e-07 | 1.127e-08 | 7.9269e-10 | 6.4152e-11 | 5.894e-12 | 6.0718e-13 | 6.9389e-14 | 8.6597e-15 | 1.2212e-15 | 0 | 0 | 0 | 0 | 0
1.1 | 0 | 0.43979 | 0.51354 | 0.044684 | 0.0018201 | 0.00014067 | 5.9186e-06 | 2.8659e-07 | 1.6157e-08 | 1.0552e-09 | 7.9005e-11 | 6.7032e-12 | 6.3738e-13 | 6.728e-14 | 7.7716e-15 | 9.992e-16 | 0 | 0 | 0 | 0 | 0
1.2 | 0 | 0.33738 | 0.59253 | 0.066859 | 0.0029888 | 0.00023442 | 9.6489e-06 | 4.4592e-07 | 2.3664e-08 | 1.4432e-09 | 1.0045e-10 | 7.9037e-12 | 6.9611e-13 | 6.7946e-14 | 7.3275e-15 | 8.8818e-16 | 0 | 0 | 0 | 0 | 0
1.3 | 0 | 0.24599 | 0.65226 | 0.096545 | 0.0048032 | 0.00038586 | 1.5673e-05 | 6.9598e-07 | 3.4953e-08 | 1.9995e-09 | 1.2985e-10 | 9.5043e-12 | 7.7738e-13 | 7.0499e-14 | 6.9944e-15 | 0 | 0 | 0 | 0 | 0 | 0
1.4 | 0 | 0.17029 | 0.6872 | 0.13434 | 0.0075243 | 0.00062386 | 2.5184e-05 | 1.0803e-06 | 5.1559e-08 | 2.7756e-09 | 1.6863e-10 | 1.1507e-11 | 8.7585e-13 | 7.3719e-14 | 6.8834e-15 | 0 | 0 | 0 | 0 | 0 | 0
1.5 | 0 | 0.11191 | 0.69551 | 0.18009 | 0.011463 | 0.00098712 | 3.9827e-05 | 1.6573e-06 | 7.54e-08 | 3.8287e-09 | 2.1801e-10 | 1.3888e-11 | 9.8455e-13 | 7.7161e-14 | 6.6613e-15 | 0 | 0 | 0 | 0 | 0 | 0
1.6 | 0 | 0.069856 | 0.67881 | 0.23278 | 0.016963 | 0.0015252 | 6.1783e-05 | 2.5018e-06 | 1.0874e-07 | 5.2165e-09 | 2.7868e-10 | 1.6585e-11 | 1.0956e-12 | 7.9936e-14 | 6.3283e-15 | 0 | 0 | 0 | 0 | 0 | 0
1.7 | 0 | 0.041463 | 0.64123 | 0.29053 | 0.024383 | 0.0022986 | 9.3823e-05 | 3.7056e-06 | 1.541e-07 | 6.9897e-09 | 3.5048e-10 | 1.9488e-11 | 1.1995e-12 | 8.149e-14 | 5.9952e-15 | 0 | 0 | 0 | 0 | 0 | 0
1.8 | 0 | 0.023431 | 0.58817 | 0.35081 | 0.034064 | 0.003379 | 0.00013935 | 5.3768e-06 | 2.141e-07 | 9.1848e-09 | 4.3223e-10 | 2.2447e-11 | 1.2864e-12 | 8.1157e-14 | 5.6621e-15 | 0 | 0 | 0 | 0 | 0 | 0
1.9 | 0 | 0.012622 | 0.52529 | 0.41072 | 0.046307 | 0.0048476 | 0.00020243 | 7.6386e-06 | 2.9133e-07 | 1.1818e-08 | 5.2168e-10 | 2.5283e-11 | 1.348e-12 | 7.8937e-14 | 5.107e-15 | 0 | 0 | 0 | 0 | 0 | 0
2 | 0 | 0.0064883 | 0.45774 | 0.46733 | 0.061346 | 0.0067946 | 0.00028781 | 1.0628e-05 | 3.8825e-07 | 1.4885e-08 | 6.1577e-10 | 2.7819e-11 | 1.3781e-12 | 7.4829e-14 | 4.4409e-15 | 0 | 0 | 0 | 0 | 0 | 0
2.1 | 0 | 0.0031847 | 0.38978 | 0.51796 | 0.079341 | 0.0093193 | 0.000401 | 1.4498e-05 | 5.0712e-07 | 1.8361e-08 | 7.1105e-10 | 2.9906e-11 | 1.3743e-12 | 6.9167e-14 | 3.7748e-15 | 0 | 0 | 0 | 0 | 0 | 0
2.2 | 0 | 0.0014926 | 0.32463 | 0.56042 | 0.10037 | 0.012531 | 0.00054853 | 1.9423e-05 | 6.5027e-07 | 2.2214e-08 | 8.0434e-10 | 3.1448e-11 | 1.3386e-12 | 6.2172e-14 | 3.1086e-15 | 0 | 0 | 0 | 0 | 0 | 0
2.3 | 0 | 0.00066742 | 0.26451 | 0.59308 | 0.12442 | 0.016552 | 0.00073823 | 2.5613e-05 | 8.2044e-07 | 2.6421e-08 | 8.9334e-10 | 3.242e-11 | 1.276e-12 | 5.4734e-14 | 2.5535e-15 | 0 | 0 | 0 | 0 | 0 | 0
2.4 | 0 | 0.00028427 | 0.21081 | 0.61495 | 0.15142 | 0.021525 | 0.00097998 | 3.3337e-05 | 1.0215e-06 | 3.0986e-08 | 9.7724e-10 | 3.2871e-11 | 1.1944e-12 | 4.7184e-14 | 1.9984e-15 | 0 | 0 | 0 | 0 | 0 | 0
2.5 | 0 | 0.000115 | 0.16417 | 0.62553 | 0.18124 | 0.02762 | 0.0012867 | 4.2963e-05 | 1.2595e-06 | 3.5971e-08 | 1.0571e-09 | 3.2916e-11 | 1.1026e-12 | 3.9968e-14 | 1.5543e-15 | 0 | 0 | 0 | 0 | 0 | 0
2.6 | 0 | 4.4007e-05 | 0.12472 | 0.62478 | 0.21367 | 0.035051 | 0.0016762 | 5.5025e-05 | 1.5443e-06 | 4.1518e-08 | 1.1363e-09 | 3.2721e-11 | 1.0091e-12 | 3.364e-14 | 0 | 0 | 0 | 0 | 0 | 0 | 0
2.7 | 0 | 1.5843e-05 | 0.092217 | 0.61299 | 0.24844 | 0.044089 | 0.0021732 | 7.0314e-05 | 1.8916e-06 | 4.7897e-08 | 1.2206e-09 | 3.2487e-11 | 9.2149e-13 | 2.8089e-14 | 0 | 0 | 0 | 0 | 0 | 0 | 0
2.8 | 0 | 5.3276e-06 | 0.06614 | 0.59072 | 0.28514 | 0.055083 | 0.0028135 | 9.0036e-05 | 2.3269e-06 | 5.5552e-08 | 1.3188e-09 | 3.2441e-11 | 8.461e-13 | 2.3648e-14 | 0 | 0 | 0 | 0 | 0 | 0 | 0
2.9 | 0 | 1.6586e-06 | 0.045816 | 0.55869 | 0.32323 | 0.068488 | 0.0036495 | 0.00011606 | 2.8905e-06 | 6.5203e-08 | 1.4438e-09 | 3.2846e-11 | 7.8781e-13 | 2.0206e-14 | 0 | 0 | 0 | 0 | 0 | 0 | 0
3 | 0 | 4.7279e-07 | 0.030485 | 0.51783 | 0.36189 | 0.084884 | 0.0047592 | 0.00015135 | 3.6485e-06 | 7.8005e-08 | 1.6146e-09 | 3.4019e-11 | 7.5107e-13 | 1.7653e-14 | 0 | 0 | 0 | 0 | 0 | 0 | 0
3.1 | 0 | 1.2177e-07 | 0.01935 | 0.46925 | 0.39993 | 0.10501 | 0.0062598 | 0.00020064 | 4.7096e-06 | 9.5856e-08 | 1.8607e-09 | 3.6398e-11 | 7.4096e-13 | 1.6098e-14 | 0 | 0 | 0 | 0 | 0 | 0 | 0
3.2 | 0 | 2.789e-08 | 0.011617 | 0.41436 | 0.43566 | 0.12976 | 0.0083297 | 0.00027179 | 6.2592e-06 | 1.2199e-07 | 2.2311e-09 | 4.0665e-11 | 7.655e-13 | 1.521e-14 | 0 | 0 | 0 | 0 | 0 | 0 | 0
3.3 | 0 | 5.5738e-09 | 0.0065283 | 0.3549 | 0.46675 | 0.16019 | 0.011243 | 0.00037804 | 8.6243e-06 | 1.6219e-07 | 2.8117e-09 | 4.7985e-11 | 8.3866e-13 | 1.5321e-14 | 0 | 0 | 0 | 0 | 0 | 0 | 0
3.4 | 0 | 9.5047e-10 | 0.0033907 | 0.29306 | 0.49014 | 0.19742 | 0.015426 | 0.00054245 | 1.2405e-05 | 2.2727e-07 | 3.7639e-09 | 6.0539e-11 | 9.8765e-13 | 1.6764e-14 | 0 | 0 | 0 | 0 | 0 | 0 | 0
3.5 | 0 | 1.3471e-10 | 0.0016028 | 0.23146 | 0.50209 | 0.24247 | 0.021542 | 0.00080631 | 1.8751e-05 | 3.3865e-07 | 5.4107e-09 | 8.2694e-11 | 1.2682e-12 | 2.0095e-14 | 0 | 0 | 0 | 0 | 0 | 0 | 0
3.6 | 0 | 1.5386e-11 | 0.00067686 | 0.17307 | 0.49852 | 0.29584 | 0.030621 | 0.0012457 | 2.9972e-05 | 5.4128e-07 | 8.4441e-09 | 1.2389e-10 | 1.8016e-12 | 2.6867e-14 | 0 | 0 | 0 | 0 | 0 | 0 | 0
3.7 | 0 | 1.3661e-12 | 0.00024973 | 0.12091 | 0.47568 | 0.35686 | 0.044246 | 0.0020044 | 5.0927e-05 | 9.3557e-07 | 1.4459e-08 | 2.062e-10 | 2.8745e-12 | 4.0634e-14 | 0 | 0 | 0 | 0 | 0 | 0 | 0
3.8 | 0 | 9.0395e-14 | 7.8363e-05 | 0.077627 | 0.43141 | 0.42265 | 0.064778 | 0.0033611 | 9.2356e-05 | 1.7612e-06 | 2.7438e-08 | 3.8606e-10 | 5.2265e-12 | 7.0943e-14 | 0 | 0 | 0 | 0 | 0 | 0 | 0
3.9 | 0 | 4.2441e-15 | 2.0252e-05 | 0.044849 | 0.36663 | 0.48692 | 0.095539 | 0.0058633 | 0.00017914 | 3.6314e-06 | 5.8201e-08 | 8.2246e-10 | 1.0983e-11 | 1.4488e-13 | 1.9984e-15 | 0 | 0 | 0 | 0 | 0 | 0
4 | 0 | 1.335e-16 | 4.1475e-06 | 0.022715 | 0.2867 | 0.5389 | 0.14071 | 0.010593 | 0.00037152 | 8.2288e-06 | 1.3896e-07 | 2.0137e-09 | 2.7019e-11 | 3.5272e-13 | 4.5519e-15 | 0 | 0 | 0 | 0 | 0 | 0
4.1 | 0 | 2.6317e-18 | 6.4276e-07 | 0.0097623 | 0.20158 | 0.56381 | 0.20435 | 0.019658 | 0.00082076 | 2.0502e-05 | 3.75e-07 | 5.71e-09 | 7.8652e-11 | 1.0354e-12 | 1.3434e-14 | 0 | 0 | 0 | 0 | 0 | 0
4.2 | 0 | 3.0071e-20 | 7.1345e-08 | 0.00342 | 0.12372 | 0.54618 | 0.28771 | 0.037002 | 0.0019162 | 5.5972e-05 | 1.1447e-06 | 1.8835e-08 | 2.7307e-10 | 3.7066e-12 | 4.9072e-14 | 0 | 0 | 0 | 0 | 0 | 0
4.3 | 0 | 1.819e-22 | 5.3118e-09 | 0.00092962 | 0.063843 | 0.4771 | 0.38392 | 0.069367 | 0.0046655 | 0.00016602 | 3.9366e-06 | 7.2282e-08 | 1.1352e-09 | 1.6305e-11 | 2.2415e-13 | 3.1086e-15 | 0 | 0 | 0 | 0 | 0
4.4 | 0 | 5.24e-25 | 2.4534e-10 | 0.00018459 | 0.026417 | 0.36324 | 0.47167 | 0.12634 | 0.011613 | 0.00052718 | 1.51e-05 | 3.2097e-07 | 5.6432e-09 | 8.8353e-11 | 1.2962e-12 | 1.8541e-14 | 0 | 0 | 0 | 0 | 0
4.5 | 0 | 6.3559e-28 | 6.4072e-12 | 2.4885e-05 | 0.0082562 | 0.23065 | 0.51421 | 0.2163 | 0.028733 | 0.0017518 | 6.3488e-05 | 1.6284e-06 | 3.3272e-08 | 5.8737e-10 | 9.4817e-12 | 1.4566e-13 | 2.2204e-15 | 0 | 0 | 0 | 0
4.6 | 0 | 2.8126e-31 | 8.4748e-14 | 2.0842e-06 | 0.0018091 | 0.11538 | 0.47485 | 0.33371 | 0.068065 | 0.0058986 | 0.00028482 | 9.2368e-06 | 2.2879e-07 | 4.7324e-09 | 8.7056e-11 | 1.4898e-12 | 2.4425e-14 | 0 | 0 | 0 | 0
4.7 | 0 | 3.8434e-35 | 4.9842e-16 | 9.7452e-08 | 0.00025346 | 0.042225 | 0.35018 | 0.43975 | 0.14697 | 0.019262 | 0.0013122 | 5.6692e-05 | 1.7851e-06 | 4.5176e-08 | 9.8532e-10 | 1.9476e-11 | 3.6193e-13 | 6.5503e-15 | 0 | 0 | 0
4.8 | 0 | 1.336e-39 | 1.1173e-18 | 2.2373e-09 | 2.0286e-05 | 0.010286 | 0.19127 | 0.46287 | 0.2717 | 0.057588 | 0.0058945 | 0.00035948 | 1.5172e-05 | 4.9319e-07 | 1.3335e-08 | 3.1723e-10 | 6.921e-12 | 1.4289e-13 | 2.7756e-15 | 0 | 0
4.9 | 0 | 9.432e-45 | 7.9625e-22 | 2.1627e-11 | 8.0885e-07 | 0.0014811 | 0.07023 | 0.35783 | 0.39756 | 0.14643 | 0.024113 | 0.0022124 | 0.00013275 | 5.8506e-06 | 2.0614e-07 | 6.1809e-09 | 1.6522e-10 | 4.0777e-12 | 9.5479e-14 | 2.2204e-15 | 0
5 | 0 | 1.0412e-50 | 1.4566e-25 | 7.3286e-14 | 1.3622e-08 | 0.00010886 | 0.015305 | 0.18275 | 0.41758 | 0.2886 | 0.082299 | 0.012178 | 0.0011083 | 7.0322e-05 | 3.4133e-06 | 1.3581e-07 | 4.6663e-09 | 1.4404e-10 | 4.1177e-12 | 1.1158e-13 | 2.9976e-15
5.1 | 0 | 1.3269e-57 | 5.3205e-30 | 7.002e-17 | 7.9501e-11 | 3.4161e-06 | 0.0016903 | 0.053871 | 0.27876 | 0.3929 | 0.20993 | 0.054006 | 0.0080008 | 0.00078074 | 5.5513e-05 | 3.1037e-06 | 1.4459e-07 | 5.8675e-09 | 2.147e-10 | 7.2766e-12 | 2.407e-13
5.2 | 0 | 1.3738e-65 | 2.8902e-35 | 1.457e-20 | 1.2693e-13 | 3.6903e-08 | 7.777e-05 | 0.0077166 | 0.10152 | 0.32031 | 0.3491 | 0.16924 | 0.044059 | 0.0071065 | 0.00079196 | 6.6278e-05 | 4.4414e-06 | 2.5047e-07 | 1.2358e-08 | 5.5005e-10 | 2.3542e-11
5.3 | 0 | 7.6913e-75 | 1.6538e-41 | 4.8674e-25 | 4.1845e-17 | 1.0602e-10 | 1.1735e-06 | 0.0004324 | 0.016625 | 0.13096 | 0.3197 | 0.31856 | 0.15824 | 0.045616 | 0.0085771 | 0.0011517 | 0.0001185 | 9.8738e-06 | 6.9596e-07 | 4.296e-08 | 2.5161e-09
5.4 | 0 | 1.454e-85 | 6.661e-49 | 1.822e-30 | 2.0409e-21 | 5.9529e-14 | 4.3555e-09 | 7.2513e-06 | 0.00095964 | 0.021504 | 0.13089 | 0.29484 | 0.30545 | 0.17119 | 0.05883 | 0.01367 | 0.0023196 | 0.00030551 | 3.2789e-05 | 2.9813e-06 | 2.5508e-07
5.5 | 0 | 5.3861e-98 | 1.18e-57 | 5.0081e-37 | 9.9294e-27 | 4.5308e-18 | 2.8188e-12 | 2.63e-08 | 1.4423e-05 | 0.001073 | 0.018485 | 0.10487 | 0.2498 | 0.29821 | 0.20419 | 0.089121 | 0.026959 | 0.0060427 | 0.001059 | 0.00015157 | 2.0489e-05
5.6 | 0 | 2.0856e-112 | 5.3171e-68 | 6.1578e-45 | 3.0286e-33 | 3.0303e-23 | 2.1134e-16 | 1.3985e-11 | 3.9018e-08 | 1.1511e-05 | 0.0006519 | 0.010569 | 0.064634 | 0.1817 | 0.27231 | 0.24401 | 0.14318 | 0.059182 | 0.018282 | 0.0044292 | 0.0010456
5.7 | 0 | 4.0893e-129 | 3.224e-80 | 1.8963e-54 | 3.3554e-41 | 1.0675e-29 | 1.1307e-21 | 6.865e-16 | 1.2199e-11 | 1.7396e-08 | 3.8492e-06 | 0.00020686 | 0.0036917 | 0.027382 | 0.099653 | 0.20202 | 0.25206 | 0.20965 | 0.12406 | 0.055074 | 0.0262
5.8 | 0 | 1.7609e-148 | 1.256e-94 | 7.4311e-66 | 7.1209e-51 | 1.0843e-37 | 2.4354e-28 | 1.7992e-21 | 2.6026e-16 | 2.2293e-12 | 2.3384e-09 | 4.9401e-07 | 2.9873e-05 | 0.00066677 | 0.0066305 | 0.033883 | 0.099439 | 0.18309 | 0.22719 | 0.20149 | 0.24758
5.9 | 0 | 6.3648e-171 | 1.3347e-111 | 1.6832e-79 | 1.3697e-62 | 1.5654e-47 | 1.076e-36 | 1.3184e-28 | 2.0306e-22 | 1.3249e-17 | 8.1491e-14 | 8.1926e-11 | 1.9912e-08 | 1.557e-06 | 4.8467e-05 | 0.00070613 | 0.0054586 | 0.024724 | 0.071068 | 0.1384 | 0.75959
6 | 0 | 6.3872e-197 | 1.4347e-131 | 8.8005e-96 | 9.9723e-77 | 1.4027e-59 | 4.4164e-47 | 1.2613e-37 | 2.7762e-30 | 1.7887e-24 | 8.1414e-20 | 4.8067e-16 | 5.682e-13 | 1.8497e-10 | 2.1066e-08 | 1.0077e-06 | 2.3345e-05 | 0.00029299 | 0.00218 | 0.010349 | 0.98715
Example for 3M EPH
Current:
Growth Factor | 100%
|  |  |  | Offset: | 0 | 1 | 2 | 3 | 4 | 5 | 6 | 7 | 8 | 9 | 10 | 11 | 12 | 13 | 14 | 15 | 16 | 17 | 18 | 19 | 20
Hour of Day | Current EPH | Projected EPH | Position of Closest EPH Value | Closest Predicted EPH Value | 0 | 5 | 10 | 15 | 20 | 25 | 30 | 35 | 40 | 45 | 50 | 55 | 60 | 65 | 70 | 75 | 80 | 85 | 90 | 95 | 100 | Failure Probability | Expected Failures | Expected Success | Column1
0 | 0.4393 | 0.4393 | 4 | 0.4 | 0 | 0.83533 | 0.057203 | 0.0019655 | 8.5395e-05 | 9.5388e-06 | 7.4234e-07 | 7.2653e-08 | 8.5933e-09 | 1.191e-09 | 1.888e-10 | 3.3595e-11 | 6.6086e-12 | 1.4196e-12 | 3.2963e-13 | 8.2045e-14 | 2.176e-14 | 6.1062e-15 | 1.8874e-15 | 0 | 0 | 2.0449e-14 | 8.9833e-15 | 0.4393 | 0.89459
1 | 0.24726 | 0.24726 | 2 | 0.2 | 0 | 0.66594 | 0.03196 | 0.0015994 | 0.00011243 | 1.9196e-05 | 2.4488e-06 | 3.8369e-07 | 7.0877e-08 | 1.4984e-08 | 3.5457e-09 | 9.2338e-10 | 2.6113e-10 | 7.935e-11 | 2.5685e-11 | 8.7943e-12 | 3.1659e-12 | 1.1925e-12 | 4.6785e-13 | 1.9063e-13 | 1.4466e-13 | 1.5792e-12 | 3.9047e-13 | 0.24726 | 0.69963
2 | 0.1599 | 0.1599 | 2 | 0.2 | 0 | 0.66594 | 0.03196 | 0.0015994 | 0.00011243 | 1.9196e-05 | 2.4488e-06 | 3.8369e-07 | 7.0877e-08 | 1.4984e-08 | 3.5457e-09 | 9.2338e-10 | 2.6113e-10 | 7.935e-11 | 2.5685e-11 | 8.7943e-12 | 3.1659e-12 | 1.1925e-12 | 4.6785e-13 | 1.9063e-13 | 1.4466e-13 | 1.5792e-12 | 2.5251e-13 | 0.1599 | 0.69963
3 | 0.15634 | 0.15634 | 2 | 0.2 | 0 | 0.66594 | 0.03196 | 0.0015994 | 0.00011243 | 1.9196e-05 | 2.4488e-06 | 3.8369e-07 | 7.0877e-08 | 1.4984e-08 | 3.5457e-09 | 9.2338e-10 | 2.6113e-10 | 7.935e-11 | 2.5685e-11 | 8.7943e-12 | 3.1659e-12 | 1.1925e-12 | 4.6785e-13 | 1.9063e-13 | 1.4466e-13 | 1.5792e-12 | 2.469e-13 | 0.15634 | 0.69963
4 | 0.33372 | 0.33372 | 3 | 0.3 | 0 | 0.76734 | 0.040618 | 0.0015765 | 8.309e-05 | 1.1089e-05 | 1.0675e-06 | 1.2833e-07 | 1.8479e-08 | 3.0895e-09 | 5.8576e-10 | 1.2364e-10 | 2.8639e-11 | 7.1946e-12 | 1.9417e-12 | 5.5844e-13 | 1.7009e-13 | 5.4623e-14 | 1.8319e-14 | 6.4393e-15 | 3.7748e-15 | 1.1767e-13 | 3.9269e-14 | 0.33372 | 0.80963
5 | 0.89392 | 0.89392 | 9 | 0.9 | 0 | 0.64789 | 0.33264 | 0.01822 | 0.00065042 | 5.0559e-05 | 2.2992e-06 | 1.2556e-07 | 8.1681e-09 | 6.2318e-10 | 5.4855e-11 | 5.4872e-12 | 6.1551e-13 | 7.6494e-14 | 1.0436e-14 | 1.5543e-15 | 0 | 0 | 0 | 0 | 0 | 8.5025e-16 | 7.6005e-16 | 0.89392 | 0.99945
6 | 1.2473 | 1.2473 | 12 | 1.2 | 0 | 0.33738 | 0.59253 | 0.066859 | 0.0029888 | 0.00023442 | 9.6489e-06 | 4.4592e-07 | 2.3664e-08 | 1.4432e-09 | 1.0045e-10 | 7.9037e-12 | 6.9611e-13 | 6.7946e-14 | 7.3275e-15 | 8.8818e-16 | 0 | 0 | 0 | 0 | 0 | 7.1054e-16 | 8.8623e-16 | 1.2473 | 1
7 | 1.4275 | 1.4275 | 14 | 1.4 | 0 | 0.17029 | 0.6872 | 0.13434 | 0.0075243 | 0.00062386 | 2.5184e-05 | 1.0803e-06 | 5.1559e-08 | 2.7756e-09 | 1.6863e-10 | 1.1507e-11 | 8.7585e-13 | 7.3719e-14 | 6.8834e-15 | 0 | 0 | 0 | 0 | 0 | 0 | 7.2905e-16 | 1.0407e-15 | 1.4275 | 1
8 | 1.6331 | 1.6331 | 16 | 1.6 | 0 | 0.069856 | 0.67881 | 0.23278 | 0.016963 | 0.0015252 | 6.1783e-05 | 2.5018e-06 | 1.0874e-07 | 5.2165e-09 | 2.7868e-10 | 1.6585e-11 | 1.0956e-12 | 7.9936e-14 | 6.3283e-15 | 0 | 0 | 0 | 0 | 0 | 0 | 7.7161e-16 | 1.2601e-15 | 1.6331 | 1
9 | 1.808 | 1.808 | 18 | 1.8 | 0 | 0.023431 | 0.58817 | 0.35081 | 0.034064 | 0.003379 | 0.00013935 | 5.3768e-06 | 2.141e-07 | 9.1848e-09 | 4.3223e-10 | 2.2447e-11 | 1.2864e-12 | 8.1157e-14 | 5.6621e-15 | 0 | 0 | 0 | 0 | 0 | 0 | 7.7068e-16 | 1.3934e-15 | 1.808 | 1
10 | 1.9316 | 1.9316 | 19 | 1.9 | 0 | 0.012622 | 0.52529 | 0.41072 | 0.046307 | 0.0048476 | 0.00020243 | 7.6386e-06 | 2.9133e-07 | 1.1818e-08 | 5.2168e-10 | 2.5283e-11 | 1.348e-12 | 7.8937e-14 | 5.107e-15 | 0 | 0 | 0 | 0 | 0 | 0 | 7.4292e-16 | 1.435e-15 | 1.9316 | 1
11 | 2.0302 | 2.0302 | 20 | 2 | 0 | 0.0064883 | 0.45774 | 0.46733 | 0.061346 | 0.0067946 | 0.00028781 | 1.0628e-05 | 3.8825e-07 | 1.4885e-08 | 6.1577e-10 | 2.7819e-11 | 1.3781e-12 | 7.4829e-14 | 4.4409e-15 | 0 | 0 | 0 | 0 | 0 | 0 | 6.9759e-16 | 1.4163e-15 | 2.0302 | 1
12 | 2.2896 | 2.2896 | 23 | 2.3 | 0 | 0.00066742 | 0.26451 | 0.59308 | 0.12442 | 0.016552 | 0.00073823 | 2.5613e-05 | 8.2044e-07 | 2.6421e-08 | 8.9334e-10 | 3.242e-11 | 1.276e-12 | 5.4734e-14 | 2.5535e-15 | 0 | 0 | 0 | 0 | 0 | 0 | 4.9868e-16 | 1.1418e-15 | 2.2896 | 1
13 | 2.2934 | 2.2934 | 23 | 2.3 | 0 | 0.00066742 | 0.26451 | 0.59308 | 0.12442 | 0.016552 | 0.00073823 | 2.5613e-05 | 8.2044e-07 | 2.6421e-08 | 8.9334e-10 | 3.242e-11 | 1.276e-12 | 5.4734e-14 | 2.5535e-15 | 0 | 0 | 0 | 0 | 0 | 0 | 4.9868e-16 | 1.1437e-15 | 2.2934 | 1
14 | 2.3541 | 2.3541 | 24 | 2.4 | 0 | 0.00028427 | 0.21081 | 0.61495 | 0.15142 | 0.021525 | 0.00097998 | 3.3337e-05 | 1.0215e-06 | 3.0986e-08 | 9.7724e-10 | 3.2871e-11 | 1.1944e-12 | 4.7184e-14 | 1.9984e-15 | 0 | 0 | 0 | 0 | 0 | 0 | 4.2651e-16 | 1.004e-15 | 2.3541 | 1
15 | 2.3404 | 2.3404 | 23 | 2.3 | 0 | 0.00066742 | 0.26451 | 0.59308 | 0.12442 | 0.016552 | 0.00073823 | 2.5613e-05 | 8.2044e-07 | 2.6421e-08 | 8.9334e-10 | 3.242e-11 | 1.276e-12 | 5.4734e-14 | 2.5535e-15 | 0 | 0 | 0 | 0 | 0 | 0 | 4.9868e-16 | 1.1671e-15 | 2.3404 | 1
16 | 2.436 | 2.436 | 24 | 2.4 | 0 | 0.00028427 | 0.21081 | 0.61495 | 0.15142 | 0.021525 | 0.00097998 | 3.3337e-05 | 1.0215e-06 | 3.0986e-08 | 9.7724e-10 | 3.2871e-11 | 1.1944e-12 | 4.7184e-14 | 1.9984e-15 | 0 | 0 | 0 | 0 | 0 | 0 | 4.2651e-16 | 1.039e-15 | 2.436 | 1
17 | 2.4112 | 2.4112 | 24 | 2.4 | 0 | 0.00028427 | 0.21081 | 0.61495 | 0.15142 | 0.021525 | 0.00097998 | 3.3337e-05 | 1.0215e-06 | 3.0986e-08 | 9.7724e-10 | 3.2871e-11 | 1.1944e-12 | 4.7184e-14 | 1.9984e-15 | 0 | 0 | 0 | 0 | 0 | 0 | 4.2651e-16 | 1.0284e-15 | 2.4112 | 1
18 | 3.3245 | 3.3245 | 33 | 3.3 | 0 | 5.5738e-09 | 0.0065283 | 0.3549 | 0.46675 | 0.16019 | 0.011243 | 0.00037804 | 8.6243e-06 | 1.6219e-07 | 2.8117e-09 | 4.7985e-11 | 8.3866e-13 | 1.5321e-14 | 0 | 0 | 0 | 0 | 0 | 0 | 0 | 1.2768e-16 | 4.2446e-16 | 3.3245 | 1
19 | 4.0252 | 4.0252 | 40 | 4 | 0 | 1.335e-16 | 4.1475e-06 | 0.022715 | 0.2867 | 0.5389 | 0.14071 | 0.010593 | 0.00037152 | 8.2288e-06 | 1.3896e-07 | 2.0137e-09 | 2.7019e-11 | 3.5272e-13 | 4.5519e-15 | 0 | 0 | 0 | 0 | 0 | 0 | 3.0152e-15 | 1.2137e-14 | 4.0252 | 1
20 | 3.8408 | 3.8408 | 38 | 3.8 | 0 | 9.0395e-14 | 7.8363e-05 | 0.077627 | 0.43141 | 0.42265 | 0.064778 | 0.0033611 | 9.2356e-05 | 1.7612e-06 | 2.7438e-08 | 3.8606e-10 | 5.2265e-12 | 7.0943e-14 | 0 | 0 | 0 | 0 | 0 | 0 | 0 | 5.9119e-16 | 2.2707e-15 | 3.8408 | 1
21 | 2.9215 | 2.9215 | 29 | 2.9 | 0 | 1.6586e-06 | 0.045816 | 0.55869 | 0.32323 | 0.068488 | 0.0036495 | 0.00011606 | 2.8905e-06 | 6.5203e-08 | 1.4438e-09 | 3.2846e-11 | 7.8781e-13 | 2.0206e-14 | 0 | 0 | 0 | 0 | 0 | 0 | 0 | 1.6838e-16 | 4.9193e-16 | 2.9215 | 1
22 | 1.7043 | 1.7043 | 17 | 1.7 | 0 | 0.041463 | 0.64123 | 0.29053 | 0.024383 | 0.0022986 | 9.3823e-05 | 3.7056e-06 | 1.541e-07 | 6.9897e-09 | 3.5048e-10 | 1.9488e-11 | 1.1995e-12 | 8.149e-14 | 5.9952e-15 | 0 | 0 | 0 | 0 | 0 | 0 | 7.7901e-16 | 1.3277e-15 | 1.7043 | 1
23 | 0.81373 | 0.81373 | 8 | 0.8 | 0 | 0.73724 | 0.2489 | 0.011275 | 0.00038994 | 3.1087e-05 | 1.5021e-06 | 8.8665e-08 | 6.288e-09 | 5.251e-10 | 5.0669e-11 | 5.5569e-12 | 6.829e-13 | 9.2926e-14 | 1.3767e-14 | 2.3315e-15 | 0 | 0 | 0 | 0 | 0 | 1.0621e-15 | 8.6427e-16 | 0.81373 | 0.99784
Total | 43.0627 | 43.0627 | [24 empty] | 9.7036e-13 | 43.0627
Success Rate | 100%
Projected Q1
Growth Factor | 105%
|  |  |  | Offset: | 0 | 1 | 2 | 3 | 4 | 5 | 6 | 7 | 8 | 9 | 10 | 11 | 12 | 13 | 14 | 15 | 16 | 17 | 18 | 19 | 20
Hour of Day | Current EPH | Projected EPH | Position of Closest EPH Value | Closest Predicted EPH Value | 0 | 5 | 10 | 15 | 20 | 25 | 30 | 35 | 40 | 45 | 50 | 55 | 60 | 65 | 70 | 75 | 80 | 85 | 90 | 95 | 100 | Failure Probability | Expected Failures | Expected Success | Validate
0 | 0.4393 | 0.46126 | 5 | 0.5 | 0 | 0.86274 | 0.083896 | 0.0028063 | 0.00010752 | 1.0538e-05 | 6.9502e-07 | 5.7656e-08 | 5.8026e-09 | 6.8785e-10 | 9.3799e-11 | 1.4438e-11 | 2.4702e-12 | 4.6385e-13 | 9.4702e-14 | 2.0761e-14 | 4.885e-15 | 1.2212e-15 | 0 | 0 | 0 | 6.1765e-15 | 2.849e-15 | 0.46126 | 0.94956
1 | 0.24726 | 0.25962 | 3 | 0.3 | 0 | 0.76734 | 0.040618 | 0.0015765 | 8.309e-05 | 1.1089e-05 | 1.0675e-06 | 1.2833e-07 | 1.8479e-08 | 3.0895e-09 | 5.8576e-10 | 1.2364e-10 | 2.8639e-11 | 7.1946e-12 | 1.9417e-12 | 5.5844e-13 | 1.7009e-13 | 5.4623e-14 | 1.8319e-14 | 6.4393e-15 | 3.7748e-15 | 1.1767e-13 | 3.055e-14 | 0.25962 | 0.80963
2 | 0.1599 | 0.1679 | 2 | 0.2 | 0 | 0.66594 | 0.03196 | 0.0015994 | 0.00011243 | 1.9196e-05 | 2.4488e-06 | 3.8369e-07 | 7.0877e-08 | 1.4984e-08 | 3.5457e-09 | 9.2338e-10 | 2.6113e-10 | 7.935e-11 | 2.5685e-11 | 8.7943e-12 | 3.1659e-12 | 1.1925e-12 | 4.6785e-13 | 1.9063e-13 | 1.4466e-13 | 1.5792e-12 | 2.6514e-13 | 0.1679 | 0.69963
3 | 0.15634 | 0.16416 | 2 | 0.2 | 0 | 0.66594 | 0.03196 | 0.0015994 | 0.00011243 | 1.9196e-05 | 2.4488e-06 | 3.8369e-07 | 7.0877e-08 | 1.4984e-08 | 3.5457e-09 | 9.2338e-10 | 2.6113e-10 | 7.935e-11 | 2.5685e-11 | 8.7943e-12 | 3.1659e-12 | 1.1925e-12 | 4.6785e-13 | 1.9063e-13 | 1.4466e-13 | 1.5792e-12 | 2.5924e-13 | 0.16416 | 0.69963
4 | 0.33372 | 0.3504 | 4 | 0.4 | 0 | 0.83533 | 0.057203 | 0.0019655 | 8.5395e-05 | 9.5388e-06 | 7.4234e-07 | 7.2653e-08 | 8.5933e-09 | 1.191e-09 | 1.888e-10 | 3.3595e-11 | 6.6086e-12 | 1.4196e-12 | 3.2963e-13 | 8.2045e-14 | 2.176e-14 | 6.1062e-15 | 1.8874e-15 | 0 | 0 | 2.0449e-14 | 7.1656e-15 | 0.3504 | 0.89459
5 | 0.89392 | 0.93861 | 9 | 0.9 | 0 | 0.64789 | 0.33264 | 0.01822 | 0.00065042 | 5.0559e-05 | 2.2992e-06 | 1.2556e-07 | 8.1681e-09 | 6.2318e-10 | 5.4855e-11 | 5.4872e-12 | 6.1551e-13 | 7.6494e-14 | 1.0436e-14 | 1.5543e-15 | 0 | 0 | 0 | 0 | 0 | 8.5025e-16 | 7.9805e-16 | 0.93861 | 0.99945
6 | 1.2473 | 1.3096 | 13 | 1.3 | 0 | 0.24599 | 0.65226 | 0.096545 | 0.0048032 | 0.00038586 | 1.5673e-05 | 6.9598e-07 | 3.4953e-08 | 1.9995e-09 | 1.2985e-10 | 9.5043e-12 | 7.7738e-13 | 7.0499e-14 | 6.9944e-15 | 0 | 0 | 0 | 0 | 0 | 0 | 7.0407e-16 | 9.2206e-16 | 1.3096 | 1
7 | 1.4275 | 1.4988 | 15 | 1.5 | 0 | 0.11191 | 0.69551 | 0.18009 | 0.011463 | 0.00098712 | 3.9827e-05 | 1.6573e-06 | 7.54e-08 | 3.8287e-09 | 2.1801e-10 | 1.3888e-11 | 9.8455e-13 | 7.7161e-14 | 6.6613e-15 | 0 | 0 | 0 | 0 | 0 | 0 | 7.5403e-16 | 1.1302e-15 | 1.4988 | 1
8 | 1.6331 | 1.7148 | 17 | 1.7 | 0 | 0.041463 | 0.64123 | 0.29053 | 0.024383 | 0.0022986 | 9.3823e-05 | 3.7056e-06 | 1.541e-07 | 6.9897e-09 | 3.5048e-10 | 1.9488e-11 | 1.1995e-12 | 8.149e-14 | 5.9952e-15 | 0 | 0 | 0 | 0 | 0 | 0 | 7.7901e-16 | 1.3358e-15 | 1.7148 | 1
9 | 1.808 | 1.8984 | 19 | 1.9 | 0 | 0.012622 | 0.52529 | 0.41072 | 0.046307 | 0.0048476 | 0.00020243 | 7.6386e-06 | 2.9133e-07 | 1.1818e-08 | 5.2168e-10 | 2.5283e-11 | 1.348e-12 | 7.8937e-14 | 5.107e-15 | 0 | 0 | 0 | 0 | 0 | 0 | 7.4292e-16 | 1.4103e-15 | 1.8984 | 1
10 | 1.9316 | 2.0281 | 20 | 2 | 0 | 0.0064883 | 0.45774 | 0.46733 | 0.061346 | 0.0067946 | 0.00028781 | 1.0628e-05 | 3.8825e-07 | 1.4885e-08 | 6.1577e-10 | 2.7819e-11 | 1.3781e-12 | 7.4829e-14 | 4.4409e-15 | 0 | 0 | 0 | 0 | 0 | 0 | 6.9759e-16 | 1.4148e-15 | 2.0281 | 1
11 | 2.0302 | 2.1317 | 21 | 2.1 | 0 | 0.0031847 | 0.38978 | 0.51796 | 0.079341 | 0.0093193 | 0.000401 | 1.4498e-05 | 5.0712e-07 | 1.8361e-08 | 7.1105e-10 | 2.9906e-11 | 1.3743e-12 | 6.9167e-14 | 3.7748e-15 | 0 | 0 | 0 | 0 | 0 | 0 | 6.393e-16 | 1.3628e-15 | 2.1317 | 1
12 | 2.2896 | 2.4041 | 24 | 2.4 | 0 | 0.00028427 | 0.21081 | 0.61495 | 0.15142 | 0.021525 | 0.00097998 | 3.3337e-05 | 1.0215e-06 | 3.0986e-08 | 9.7724e-10 | 3.2871e-11 | 1.1944e-12 | 4.7184e-14 | 1.9984e-15 | 0 | 0 | 0 | 0 | 0 | 0 | 4.2651e-16 | 1.0254e-15 | 2.4041 | 1
13 | 2.2934 | 2.4081 | 24 | 2.4 | 0 | 0.00028427 | 0.21081 | 0.61495 | 0.15142 | 0.021525 | 0.00097998 | 3.3337e-05 | 1.0215e-06 | 3.0986e-08 | 9.7724e-10 | 3.2871e-11 | 1.1944e-12 | 4.7184e-14 | 1.9984e-15 | 0 | 0 | 0 | 0 | 0 | 0 | 4.2651e-16 | 1.0271e-15 | 2.4081 | 1
14 | 2.3541 | 2.4718 | 25 | 2.5 | 0 | 0.000115 | 0.16417 | 0.62553 | 0.18124 | 0.02762 | 0.0012867 | 4.2963e-05 | 1.2595e-06 | 3.5971e-08 | 1.0571e-09 | 3.2916e-11 | 1.1026e-12 | 3.9968e-14 | 1.5543e-15 | 0 | 0 | 0 | 0 | 0 | 0 | 3.5897e-16 | 8.8729e-16 | 2.4718 | 1
15 | 2.3404 | 2.4574 | 25 | 2.5 | 0 | 0.000115 | 0.16417 | 0.62553 | 0.18124 | 0.02762 | 0.0012867 | 4.2963e-05 | 1.2595e-06 | 3.5971e-08 | 1.0571e-09 | 3.2916e-11 | 1.1026e-12 | 3.9968e-14 | 1.5543e-15 | 0 | 0 | 0 | 0 | 0 | 0 | 3.5897e-16 | 8.8215e-16 | 2.4574 | 1
16 | 2.436 | 2.5578 | 26 | 2.6 | 0 | 4.4007e-05 | 0.12472 | 0.62478 | 0.21367 | 0.035051 | 0.0016762 | 5.5025e-05 | 1.5443e-06 | 4.1518e-08 | 1.1363e-09 | 3.2721e-11 | 1.0091e-12 | 3.364e-14 | 0 | 0 | 0 | 0 | 0 | 0 | 0 | 2.8033e-16 | 7.1703e-16 | 2.5578 | 1
17 | 2.4112 | 2.5317 | 25 | 2.5 | 0 | 0.000115 | 0.16417 | 0.62553 | 0.18124 | 0.02762 | 0.0012867 | 4.2963e-05 | 1.2595e-06 | 3.5971e-08 | 1.0571e-09 | 3.2916e-11 | 1.1026e-12 | 3.9968e-14 | 1.5543e-15 | 0 | 0 | 0 | 0 | 0 | 0 | 3.5897e-16 | 9.0882e-16 | 2.5317 | 1
18 | 3.3245 | 3.4907 | 35 | 3.5 | 0 | 1.3471e-10 | 0.0016028 | 0.23146 | 0.50209 | 0.24247 | 0.021542 | 0.00080631 | 1.8751e-05 | 3.3865e-07 | 5.4107e-09 | 8.2694e-11 | 1.2682e-12 | 2.0095e-14 | 0 | 0 | 0 | 0 | 0 | 0 | 0 | 1.6746e-16 | 5.8455e-16 | 3.4907 | 1
19 | 4.0252 | 4.2265 | 42 | 4.2 | 0 | 3.0071e-20 | 7.1345e-08 | 0.00342 | 0.12372 | 0.54618 | 0.28771 | 0.037002 | 0.0019162 | 5.5972e-05 | 1.1447e-06 | 1.8835e-08 | 2.7307e-10 | 3.7066e-12 | 4.9072e-14 | 0 | 0 | 0 | 0 | 0 | 0 | 3.1706e-14 | 1.34e-13 | 4.2265 | 1
20 | 3.8408 | 4.0329 | 40 | 4 | 0 | 1.335e-16 | 4.1475e-06 | 0.022715 | 0.2867 | 0.5389 | 0.14071 | 0.010593 | 0.00037152 | 8.2288e-06 | 1.3896e-07 | 2.0137e-09 | 2.7019e-11 | 3.5272e-13 | 4.5519e-15 | 0 | 0 | 0 | 0 | 0 | 0 | 3.0152e-15 | 1.216e-14 | 4.0329 | 1
21 | 2.9215 | 3.0675 | 31 | 3.1 | 0 | 1.2177e-07 | 0.01935 | 0.46925 | 0.39993 | 0.10501 | 0.0062598 | 0.00020064 | 4.7096e-06 | 9.5856e-08 | 1.8607e-09 | 3.6398e-11 | 7.4096e-13 | 1.6098e-14 | 0 | 0 | 0 | 0 | 0 | 0 | 0 | 1.3415e-16 | 4.1151e-16 | 3.0675 | 1
22 | 1.7043 | 1.7895 | 18 | 1.8 | 0 | 0.023431 | 0.58817 | 0.35081 | 0.034064 | 0.003379 | 0.00013935 | 5.3768e-06 | 2.141e-07 | 9.1848e-09 | 4.3223e-10 | 2.2447e-11 | 1.2864e-12 | 8.1157e-14 | 5.6621e-15 | 0 | 0 | 0 | 0 | 0 | 0 | 7.7068e-16 | 1.3791e-15 | 1.7895 | 1
23 | 0.81373 | 0.85442 | 9 | 0.9 | 0 | 0.64789 | 0.33264 | 0.01822 | 0.00065042 | 5.0559e-05 | 2.2992e-06 | 1.2556e-07 | 8.1681e-09 | 6.2318e-10 | 5.4855e-11 | 5.4872e-12 | 6.1551e-13 | 7.6494e-14 | 1.0436e-14 | 1.5543e-15 | 0 | 0 | 0 | 0 | 0 | 8.5025e-16 | 7.2646e-16 | 0.85442 | 0.99945
Total | 43.0627 | 45.2158 | [24 empty] | 7.2803e-13 | 45.2158
Success Rate | 100%
Projected Q2
Growth Factor | 104%
|  |  |  | Offset: | 0 | 1 | 2 | 3 | 4 | 5 | 6 | 7 | 8 | 9 | 10 | 11 | 12 | 13 | 14 | 15 | 16 | 17 | 18 | 19 | 20
Hour of Day | Current EPH | Projected EPH | Position of Closest EPH Value | Closest Predicted EPH Value | 0 | 5 | 10 | 15 | 20 | 25 | 30 | 35 | 40 | 45 | 50 | 55 | 60 | 65 | 70 | 75 | 80 | 85 | 90 | 95 | 100 | Failure Probability | Expected Failures | Expected Success | Validate
0 | 0.4393 | 0.45706 | 5 | 0.5 | 0 | 0.86274 | 0.083896 | 0.0028063 | 0.00010752 | 1.0538e-05 | 6.9502e-07 | 5.7656e-08 | 5.8026e-09 | 6.8785e-10 | 9.3799e-11 | 1.4438e-11 | 2.4702e-12 | 4.6385e-13 | 9.4702e-14 | 2.0761e-14 | 4.885e-15 | 1.2212e-15 | 0 | 0 | 0 | 6.1765e-15 | 2.8231e-15 | 0.45706 | 0.94956
1 | 0.24726 | 0.25726 | 3 | 0.3 | 0 | 0.76734 | 0.040618 | 0.0015765 | 8.309e-05 | 1.1089e-05 | 1.0675e-06 | 1.2833e-07 | 1.8479e-08 | 3.0895e-09 | 5.8576e-10 | 1.2364e-10 | 2.8639e-11 | 7.1946e-12 | 1.9417e-12 | 5.5844e-13 | 1.7009e-13 | 5.4623e-14 | 1.8319e-14 | 6.4393e-15 | 3.7748e-15 | 1.1767e-13 | 3.0272e-14 | 0.25726 | 0.80963
2 | 0.1599 | 0.16637 | 2 | 0.2 | 0 | 0.66594 | 0.03196 | 0.0015994 | 0.00011243 | 1.9196e-05 | 2.4488e-06 | 3.8369e-07 | 7.0877e-08 | 1.4984e-08 | 3.5457e-09 | 9.2338e-10 | 2.6113e-10 | 7.935e-11 | 2.5685e-11 | 8.7943e-12 | 3.1659e-12 | 1.1925e-12 | 4.6785e-13 | 1.9063e-13 | 1.4466e-13 | 1.5792e-12 | 2.6273e-13 | 0.16637 | 0.69963
3 | 0.15634 | 0.16267 | 2 | 0.2 | 0 | 0.66594 | 0.03196 | 0.0015994 | 0.00011243 | 1.9196e-05 | 2.4488e-06 | 3.8369e-07 | 7.0877e-08 | 1.4984e-08 | 3.5457e-09 | 9.2338e-10 | 2.6113e-10 | 7.935e-11 | 2.5685e-11 | 8.7943e-12 | 3.1659e-12 | 1.1925e-12 | 4.6785e-13 | 1.9063e-13 | 1.4466e-13 | 1.5792e-12 | 2.5688e-13 | 0.16267 | 0.69963
4 | 0.33372 | 0.34722 | 3 | 0.3 | 0 | 0.76734 | 0.040618 | 0.0015765 | 8.309e-05 | 1.1089e-05 | 1.0675e-06 | 1.2833e-07 | 1.8479e-08 | 3.0895e-09 | 5.8576e-10 | 1.2364e-10 | 2.8639e-11 | 7.1946e-12 | 1.9417e-12 | 5.5844e-13 | 1.7009e-13 | 5.4623e-14 | 1.8319e-14 | 6.4393e-15 | 3.7748e-15 | 1.1767e-13 | 4.0857e-14 | 0.34722 | 0.80963
5 | 0.89392 | 0.93007 | 9 | 0.9 | 0 | 0.64789 | 0.33264 | 0.01822 | 0.00065042 | 5.0559e-05 | 2.2992e-06 | 1.2556e-07 | 8.1681e-09 | 6.2318e-10 | 5.4855e-11 | 5.4872e-12 | 6.1551e-13 | 7.6494e-14 | 1.0436e-14 | 1.5543e-15 | 0 | 0 | 0 | 0 | 0 | 8.5025e-16 | 7.9079e-16 | 0.93007 | 0.99945
6 | 1.2473 | 1.2977 | 13 | 1.3 | 0 | 0.24599 | 0.65226 | 0.096545 | 0.0048032 | 0.00038586 | 1.5673e-05 | 6.9598e-07 | 3.4953e-08 | 1.9995e-09 | 1.2985e-10 | 9.5043e-12 | 7.7738e-13 | 7.0499e-14 | 6.9944e-15 | 0 | 0 | 0 | 0 | 0 | 0 | 7.0407e-16 | 9.1367e-16 | 1.2977 | 1
7 | 1.4275 | 1.4852 | 15 | 1.5 | 0 | 0.11191 | 0.69551 | 0.18009 | 0.011463 | 0.00098712 | 3.9827e-05 | 1.6573e-06 | 7.54e-08 | 3.8287e-09 | 2.1801e-10 | 1.3888e-11 | 9.8455e-13 | 7.7161e-14 | 6.6613e-15 | 0 | 0 | 0 | 0 | 0 | 0 | 7.5403e-16 | 1.1199e-15 | 1.4852 | 1
8 | 1.6331 | 1.6992 | 17 | 1.7 | 0 | 0.041463 | 0.64123 | 0.29053 | 0.024383 | 0.0022986 | 9.3823e-05 | 3.7056e-06 | 1.541e-07 | 6.9897e-09 | 3.5048e-10 | 1.9488e-11 | 1.1995e-12 | 8.149e-14 | 5.9952e-15 | 0 | 0 | 0 | 0 | 0 | 0 | 7.7901e-16 | 1.3237e-15 | 1.6992 | 1
9 | 1.808 | 1.8811 | 19 | 1.9 | 0 | 0.012622 | 0.52529 | 0.41072 | 0.046307 | 0.0048476 | 0.00020243 | 7.6386e-06 | 2.9133e-07 | 1.1818e-08 | 5.2168e-10 | 2.5283e-11 | 1.348e-12 | 7.8937e-14 | 5.107e-15 | 0 | 0 | 0 | 0 | 0 | 0 | 7.4292e-16 | 1.3975e-15 | 1.8811 | 1
10 | 1.9316 | 2.0097 | 20 | 2 | 0 | 0.0064883 | 0.45774 | 0.46733 | 0.061346 | 0.0067946 | 0.00028781 | 1.0628e-05 | 3.8825e-07 | 1.4885e-08 | 6.1577e-10 | 2.7819e-11 | 1.3781e-12 | 7.4829e-14 | 4.4409e-15 | 0 | 0 | 0 | 0 | 0 | 0 | 6.9759e-16 | 1.4019e-15 | 2.0097 | 1
11 | 2.0302 | 2.1123 | 21 | 2.1 | 0 | 0.0031847 | 0.38978 | 0.51796 | 0.079341 | 0.0093193 | 0.000401 | 1.4498e-05 | 5.0712e-07 | 1.8361e-08 | 7.1105e-10 | 2.9906e-11 | 1.3743e-12 | 6.9167e-14 | 3.7748e-15 | 0 | 0 | 0 | 0 | 0 | 0 | 6.393e-16 | 1.3504e-15 | 2.1123 | 1
12 | 2.2896 | 2.3822 | 24 | 2.4 | 0 | 0.00028427 | 0.21081 | 0.61495 | 0.15142 | 0.021525 | 0.00097998 | 3.3337e-05 | 1.0215e-06 | 3.0986e-08 | 9.7724e-10 | 3.2871e-11 | 1.1944e-12 | 4.7184e-14 | 1.9984e-15 | 0 | 0 | 0 | 0 | 0 | 0 | 4.2651e-16 | 1.016e-15 | 2.3822 | 1
13 | 2.2934 | 2.3862 | 24 | 2.4 | 0 | 0.00028427 | 0.21081 | 0.61495 | 0.15142 | 0.021525 | 0.00097998 | 3.3337e-05 | 1.0215e-06 | 3.0986e-08 | 9.7724e-10 | 3.2871e-11 | 1.1944e-12 | 4.7184e-14 | 1.9984e-15 | 0 | 0 | 0 | 0 | 0 | 0 | 4.2651e-16 | 1.0177e-15 | 2.3862 | 1
14 | 2.3541 | 2.4493 | 24 | 2.4 | 0 | 0.00028427 | 0.21081 | 0.61495 | 0.15142 | 0.021525 | 0.00097998 | 3.3337e-05 | 1.0215e-06 | 3.0986e-08 | 9.7724e-10 | 3.2871e-11 | 1.1944e-12 | 4.7184e-14 | 1.9984e-15 | 0 | 0 | 0 | 0 | 0 | 0 | 4.2651e-16 | 1.0446e-15 | 2.4493 | 1
15 | 2.3404 | 2.4351 | 24 | 2.4 | 0 | 0.00028427 | 0.21081 | 0.61495 | 0.15142 | 0.021525 | 0.00097998 | 3.3337e-05 | 1.0215e-06 | 3.0986e-08 | 9.7724e-10 | 3.2871e-11 | 1.1944e-12 | 4.7184e-14 | 1.9984e-15 | 0 | 0 | 0 | 0 | 0 | 0 | 4.2651e-16 | 1.0386e-15 | 2.4351 | 1
16 | 2.436 | 2.5345 | 25 | 2.5 | 0 | 0.000115 | 0.16417 | 0.62553 | 0.18124 | 0.02762 | 0.0012867 | 4.2963e-05 | 1.2595e-06 | 3.5971e-08 | 1.0571e-09 | 3.2916e-11 | 1.1026e-12 | 3.9968e-14 | 1.5543e-15 | 0 | 0 | 0 | 0 | 0 | 0 | 3.5897e-16 | 9.0982e-16 | 2.5345 | 1
17 | 2.4112 | 2.5087 | 25 | 2.5 | 0 | 0.000115 | 0.16417 | 0.62553 | 0.18124 | 0.02762 | 0.0012867 | 4.2963e-05 | 1.2595e-06 | 3.5971e-08 | 1.0571e-09 | 3.2916e-11 | 1.1026e-12 | 3.9968e-14 | 1.5543e-15 | 0 | 0 | 0 | 0 | 0 | 0 | 3.5897e-16 | 9.0055e-16 | 2.5087 | 1
18 | 3.3245 | 3.459 | 35 | 3.5 | 0 | 1.3471e-10 | 0.0016028 | 0.23146 | 0.50209 | 0.24247 | 0.021542 | 0.00080631 | 1.8751e-05 | 3.3865e-07 | 5.4107e-09 | 8.2694e-11 | 1.2682e-12 | 2.0095e-14 | 0 | 0 | 0 | 0 | 0 | 0 | 0 | 1.6746e-16 | 5.7923e-16 | 3.459 | 1
19 | 4.0252 | 4.188 | 42 | 4.2 | 0 | 3.0071e-20 | 7.1345e-08 | 0.00342 | 0.12372 | 0.54618 | 0.28771 | 0.037002 | 0.0019162 | 5.5972e-05 | 1.1447e-06 | 1.8835e-08 | 2.7307e-10 | 3.7066e-12 | 4.9072e-14 | 0 | 0 | 0 | 0 | 0 | 0 | 3.1706e-14 | 1.3279e-13 | 4.188 | 1
20 | 3.8408 | 3.9962 | 40 | 4 | 0 | 1.335e-16 | 4.1475e-06 | 0.022715 | 0.2867 | 0.5389 | 0.14071 | 0.010593 | 0.00037152 | 8.2288e-06 | 1.3896e-07 | 2.0137e-09 | 2.7019e-11 | 3.5272e-13 | 4.5519e-15 | 0 | 0 | 0 | 0 | 0 | 0 | 3.0152e-15 | 1.2049e-14 | 3.9962 | 1
21 | 2.9215 | 3.0396 | 30 | 3 | 0 | 4.7279e-07 | 0.030485 | 0.51783 | 0.36189 | 0.084884 | 0.0047592 | 0.00015135 | 3.6485e-06 | 7.8005e-08 | 1.6146e-09 | 3.4019e-11 | 7.5107e-13 | 1.7653e-14 | 0 | 0 | 0 | 0 | 0 | 0 | 0 | 1.471e-16 | 4.4714e-16 | 3.0396 | 1
22 | 1.7043 | 1.7732 | 18 | 1.8 | 0 | 0.023431 | 0.58817 | 0.35081 | 0.034064 | 0.003379 | 0.00013935 | 5.3768e-06 | 2.141e-07 | 9.1848e-09 | 4.3223e-10 | 2.2447e-11 | 1.2864e-12 | 8.1157e-14 | 5.6621e-15 | 0 | 0 | 0 | 0 | 0 | 0 | 7.7068e-16 | 1.3666e-15 | 1.7732 | 1
23 | 0.81373 | 0.84664 | 8 | 0.8 | 0 | 0.73724 | 0.2489 | 0.011275 | 0.00038994 | 3.1087e-05 | 1.5021e-06 | 8.8665e-08 | 6.288e-09 | 5.251e-10 | 5.0669e-11 | 5.5569e-12 | 6.829e-13 | 9.2926e-14 | 1.3767e-14 | 2.3315e-15 | 0 | 0 | 0 | 0 | 0 | 1.0621e-15 | 8.9923e-16 | 0.84664 | 0.99784
Total | 43.0627 | 44.8044 | [24 empty] | 7.5591e-13 | 44.8044
Success Rate | 100%
Projected Q3
Growth Factor | 103.4%
|  |  |  | Offset: | 0 | 1 | 2 | 3 | 4 | 5 | 6 | 7 | 8 | 9 | 10 | 11 | 12 | 13 | 14 | 15 | 16 | 17 | 18 | 19 | 20
Hour of Day | Current EPH | Projected EPH | Position of Closest EPH Value | Closest Predicted EPH Value | 0 | 5 | 10 | 15 | 20 | 25 | 30 | 35 | 40 | 45 | 50 | 55 | 60 | 65 | 70 | 75 | 80 | 85 | 90 | 95 | 100 | Failure Probability | Expected Failures | Expected Success | Validate
0 | 0.4393 | 0.45435 | 5 | 0.5 | 0 | 0.86274 | 0.083896 | 0.0028063 | 0.00010752 | 1.0538e-05 | 6.9502e-07 | 5.7656e-08 | 5.8026e-09 | 6.8785e-10 | 9.3799e-11 | 1.4438e-11 | 2.4702e-12 | 4.6385e-13 | 9.4702e-14 | 2.0761e-14 | 4.885e-15 | 1.2212e-15 | 0 | 0 | 0 | 6.1765e-15 | 2.8063e-15 | 0.45435 | 0.94956
1 | 0.24726 | 0.25573 | 3 | 0.3 | 0 | 0.76734 | 0.040618 | 0.0015765 | 8.309e-05 | 1.1089e-05 | 1.0675e-06 | 1.2833e-07 | 1.8479e-08 | 3.0895e-09 | 5.8576e-10 | 1.2364e-10 | 2.8639e-11 | 7.1946e-12 | 1.9417e-12 | 5.5844e-13 | 1.7009e-13 | 5.4623e-14 | 1.8319e-14 | 6.4393e-15 | 3.7748e-15 | 1.1767e-13 | 3.0092e-14 | 0.25573 | 0.80963
2 | 0.1599 | 0.16538 | 2 | 0.2 | 0 | 0.66594 | 0.03196 | 0.0015994 | 0.00011243 | 1.9196e-05 | 2.4488e-06 | 3.8369e-07 | 7.0877e-08 | 1.4984e-08 | 3.5457e-09 | 9.2338e-10 | 2.6113e-10 | 7.935e-11 | 2.5685e-11 | 8.7943e-12 | 3.1659e-12 | 1.1925e-12 | 4.6785e-13 | 1.9063e-13 | 1.4466e-13 | 1.5792e-12 | 2.6116e-13 | 0.16538 | 0.69963
3 | 0.15634 | 0.1617 | 2 | 0.2 | 0 | 0.66594 | 0.03196 | 0.0015994 | 0.00011243 | 1.9196e-05 | 2.4488e-06 | 3.8369e-07 | 7.0877e-08 | 1.4984e-08 | 3.5457e-09 | 9.2338e-10 | 2.6113e-10 | 7.935e-11 | 2.5685e-11 | 8.7943e-12 | 3.1659e-12 | 1.1925e-12 | 4.6785e-13 | 1.9063e-13 | 1.4466e-13 | 1.5792e-12 | 2.5535e-13 | 0.1617 | 0.69963
4 | 0.33372 | 0.34515 | 3 | 0.3 | 0 | 0.76734 | 0.040618 | 0.0015765 | 8.309e-05 | 1.1089e-05 | 1.0675e-06 | 1.2833e-07 | 1.8479e-08 | 3.0895e-09 | 5.8576e-10 | 1.2364e-10 | 2.8639e-11 | 7.1946e-12 | 1.9417e-12 | 5.5844e-13 | 1.7009e-13 | 5.4623e-14 | 1.8319e-14 | 6.4393e-15 | 3.7748e-15 | 1.1767e-13 | 4.0614e-14 | 0.34515 | 0.80963
5 | 0.89392 | 0.92454 | 9 | 0.9 | 0 | 0.64789 | 0.33264 | 0.01822 | 0.00065042 | 5.0559e-05 | 2.2992e-06 | 1.2556e-07 | 8.1681e-09 | 6.2318e-10 | 5.4855e-11 | 5.4872e-12 | 6.1551e-13 | 7.6494e-14 | 1.0436e-14 | 1.5543e-15 | 0 | 0 | 0 | 0 | 0 | 8.5025e-16 | 7.8608e-16 | 0.92454 | 0.99945
6 | 1.2473 | 1.29 | 13 | 1.3 | 0 | 0.24599 | 0.65226 | 0.096545 | 0.0048032 | 0.00038586 | 1.5673e-05 | 6.9598e-07 | 3.4953e-08 | 1.9995e-09 | 1.2985e-10 | 9.5043e-12 | 7.7738e-13 | 7.0499e-14 | 6.9944e-15 | 0 | 0 | 0 | 0 | 0 | 0 | 7.0407e-16 | 9.0823e-16 | 1.29 | 1
7 | 1.4275 | 1.4764 | 15 | 1.5 | 0 | 0.11191 | 0.69551 | 0.18009 | 0.011463 | 0.00098712 | 3.9827e-05 | 1.6573e-06 | 7.54e-08 | 3.8287e-09 | 2.1801e-10 | 1.3888e-11 | 9.8455e-13 | 7.7161e-14 | 6.6613e-15 | 0 | 0 | 0 | 0 | 0 | 0 | 7.5403e-16 | 1.1132e-15 | 1.4764 | 1
8 | 1.6331 | 1.6891 | 17 | 1.7 | 0 | 0.041463 | 0.64123 | 0.29053 | 0.024383 | 0.0022986 | 9.3823e-05 | 3.7056e-06 | 1.541e-07 | 6.9897e-09 | 3.5048e-10 | 1.9488e-11 | 1.1995e-12 | 8.149e-14 | 5.9952e-15 | 0 | 0 | 0 | 0 | 0 | 0 | 7.7901e-16 | 1.3158e-15 | 1.6891 | 1
9 | 1.808 | 1.8699 | 19 | 1.9 | 0 | 0.012622 | 0.52529 | 0.41072 | 0.046307 | 0.0048476 | 0.00020243 | 7.6386e-06 | 2.9133e-07 | 1.1818e-08 | 5.2168e-10 | 2.5283e-11 | 1.348e-12 | 7.8937e-14 | 5.107e-15 | 0 | 0 | 0 | 0 | 0 | 0 | 7.4292e-16 | 1.3892e-15 | 1.8699 | 1
10 | 1.9316 | 1.9977 | 20 | 2 | 0 | 0.0064883 | 0.45774 | 0.46733 | 0.061346 | 0.0067946 | 0.00028781 | 1.0628e-05 | 3.8825e-07 | 1.4885e-08 | 6.1577e-10 | 2.7819e-11 | 1.3781e-12 | 7.4829e-14 | 4.4409e-15 | 0 | 0 | 0 | 0 | 0 | 0 | 6.9759e-16 | 1.3936e-15 | 1.9977 | 1
11 | 2.0302 | 2.0998 | 21 | 2.1 | 0 | 0.0031847 | 0.38978 | 0.51796 | 0.079341 | 0.0093193 | 0.000401 | 1.4498e-05 | 5.0712e-07 | 1.8361e-08 | 7.1105e-10 | 2.9906e-11 | 1.3743e-12 | 6.9167e-14 | 3.7748e-15 | 0 | 0 | 0 | 0 | 0 | 0 | 6.393e-16 | 1.3424e-15 | 2.0998 | 1
12 | 2.2896 | 2.368 | 24 | 2.4 | 0 | 0.00028427 | 0.21081 | 0.61495 | 0.15142 | 0.021525 | 0.00097998 | 3.3337e-05 | 1.0215e-06 | 3.0986e-08 | 9.7724e-10 | 3.2871e-11 | 1.1944e-12 | 4.7184e-14 | 1.9984e-15 | 0 | 0 | 0 | 0 | 0 | 0 | 4.2651e-16 | 1.01e-15 | 2.368 | 1
13 | 2.2934 | 2.372 | 24 | 2.4 | 0 | 0.00028427 | 0.21081 | 0.61495 | 0.15142 | 0.021525 | 0.00097998 | 3.3337e-05 | 1.0215e-06 | 3.0986e-08 | 9.7724e-10 | 3.2871e-11 | 1.1944e-12 | 4.7184e-14 | 1.9984e-15 | 0 | 0 | 0 | 0 | 0 | 0 | 4.2651e-16 | 1.0117e-15 | 2.372 | 1
14 | 2.3541 | 2.4347 | 24 | 2.4 | 0 | 0.00028427 | 0.21081 | 0.61495 | 0.15142 | 0.021525 | 0.00097998 | 3.3337e-05 | 1.0215e-06 | 3.0986e-08 | 9.7724e-10 | 3.2871e-11 | 1.1944e-12 | 4.7184e-14 | 1.9984e-15 | 0 | 0 | 0 | 0 | 0 | 0 | 4.2651e-16 | 1.0384e-15 | 2.4347 | 1
15 | 2.3404 | 2.4206 | 24 | 2.4 | 0 | 0.00028427 | 0.21081 | 0.61495 | 0.15142 | 0.021525 | 0.00097998 | 3.3337e-05 | 1.0215e-06 | 3.0986e-08 | 9.7724e-10 | 3.2871e-11 | 1.1944e-12 | 4.7184e-14 | 1.9984e-15 | 0 | 0 | 0 | 0 | 0 | 0 | 4.2651e-16 | 1.0324e-15 | 2.4206 | 1
16 | 2.436 | 2.5194 | 25 | 2.5 | 0 | 0.000115 | 0.16417 | 0.62553 | 0.18124 | 0.02762 | 0.0012867 | 4.2963e-05 | 1.2595e-06 | 3.5971e-08 | 1.0571e-09 | 3.2916e-11 | 1.1026e-12 | 3.9968e-14 | 1.5543e-15 | 0 | 0 | 0 | 0 | 0 | 0 | 3.5897e-16 | 9.044e-16 | 2.5194 | 1
17 | 2.4112 | 2.4938 | 25 | 2.5 | 0 | 0.000115 | 0.16417 | 0.62553 | 0.18124 | 0.02762 | 0.0012867 | 4.2963e-05 | 1.2595e-06 | 3.5971e-08 | 1.0571e-09 | 3.2916e-11 | 1.1026e-12 | 3.9968e-14 | 1.5543e-15 | 0 | 0 | 0 | 0 | 0 | 0 | 3.5897e-16 | 8.952e-16 | 2.4938 | 1
18 | 3.3245 | 3.4384 | 34 | 3.4 | 0 | 9.5047e-10 | 0.0033907 | 0.29306 | 0.49014 | 0.19742 | 0.015426 | 0.00054245 | 1.2405e-05 | 2.2727e-07 | 3.7639e-09 | 6.0539e-11 | 9.8765e-13 | 1.6764e-14 | 0 | 0 | 0 | 0 | 0 | 0 | 0 | 1.397e-16 | 4.8035e-16 | 3.4384 | 1
19 | 4.0252 | 4.1631 | 42 | 4.2 | 0 | 3.0071e-20 | 7.1345e-08 | 0.00342 | 0.12372 | 0.54618 | 0.28771 | 0.037002 | 0.0019162 | 5.5972e-05 | 1.1447e-06 | 1.8835e-08 | 2.7307e-10 | 3.7066e-12 | 4.9072e-14 | 0 | 0 | 0 | 0 | 0 | 0 | 3.1706e-14 | 1.32e-13 | 4.1631 | 1
20 | 3.8408 | 3.9724 | 40 | 4 | 0 | 1.335e-16 | 4.1475e-06 | 0.022715 | 0.2867 | 0.5389 | 0.14071 | 0.010593 | 0.00037152 | 8.2288e-06 | 1.3896e-07 | 2.0137e-09 | 2.7019e-11 | 3.5272e-13 | 4.5519e-15 | 0 | 0 | 0 | 0 | 0 | 0 | 3.0152e-15 | 1.1978e-14 | 3.9724 | 1
21 | 2.9215 | 3.0215 | 30 | 3 | 0 | 4.7279e-07 | 0.030485 | 0.51783 | 0.36189 | 0.084884 | 0.0047592 | 0.00015135 | 3.6485e-06 | 7.8005e-08 | 1.6146e-09 | 3.4019e-11 | 7.5107e-13 | 1.7653e-14 | 0 | 0 | 0 | 0 | 0 | 0 | 0 | 1.471e-16 | 4.4448e-16 | 3.0215 | 1
22 | 1.7043 | 1.7627 | 18 | 1.8 | 0 | 0.023431 | 0.58817 | 0.35081 | 0.034064 | 0.003379 | 0.00013935 | 5.3768e-06 | 2.141e-07 | 9.1848e-09 | 4.3223e-10 | 2.2447e-11 | 1.2864e-12 | 8.1157e-14 | 5.6621e-15 | 0 | 0 | 0 | 0 | 0 | 0 | 7.7068e-16 | 1.3585e-15 | 1.7627 | 1
23 | 0.81373 | 0.84161 | 8 | 0.8 | 0 | 0.73724 | 0.2489 | 0.011275 | 0.00038994 | 3.1087e-05 | 1.5021e-06 | 8.8665e-08 | 6.288e-09 | 5.251e-10 | 5.0669e-11 | 5.5569e-12 | 6.829e-13 | 9.2926e-14 | 1.3767e-14 | 2.3315e-15 | 0 | 0 | 0 | 0 | 0 | 1.0621e-15 | 8.9388e-16 | 0.84161 | 0.99784
Total | 43.0627 | 44.5378 | [24 empty] | 7.5132e-13 | 44.5378
Success Rate | 100%
Projected Q4
Growth Factor | 101.1%
|  |  |  | Offset: | 0 | 1 | 2 | 3 | 4 | 5 | 6 | 7 | 8 | 9 | 10 | 11 | 12 | 13 | 14 | 15 | 16 | 17 | 18 | 19 | 20
Hour of Day | Current EPH | Projected EPH | Position of Closest EPH Value | Closest Predicted EPH Value | 0 | 5 | 10 | 15 | 20 | 25 | 30 | 35 | 40 | 45 | 50 | 55 | 60 | 65 | 70 | 75 | 80 | 85 | 90 | 95 | 100 | Failure Probability | Expected Failures | Expected Success | Validate
0 | 0.4393 | 0.4443 | 4 | 0.4 | 0 | 0.83533 | 0.057203 | 0.0019655 | 8.5395e-05 | 9.5388e-06 | 7.4234e-07 | 7.2653e-08 | 8.5933e-09 | 1.191e-09 | 1.888e-10 | 3.3595e-11 | 6.6086e-12 | 1.4196e-12 | 3.2963e-13 | 8.2045e-14 | 2.176e-14 | 6.1062e-15 | 1.8874e-15 | 0 | 0 | 2.0449e-14 | 9.0857e-15 | 0.4443 | 0.89459
1 | 0.24726 | 0.25008 | 3 | 0.3 | 0 | 0.76734 | 0.040618 | 0.0015765 | 8.309e-05 | 1.1089e-05 | 1.0675e-06 | 1.2833e-07 | 1.8479e-08 | 3.0895e-09 | 5.8576e-10 | 1.2364e-10 | 2.8639e-11 | 7.1946e-12 | 1.9417e-12 | 5.5844e-13 | 1.7009e-13 | 5.4623e-14 | 1.8319e-14 | 6.4393e-15 | 3.7748e-15 | 1.1767e-13 | 2.9426e-14 | 0.25008 | 0.80963
2 | 0.1599 | 0.16172 | 2 | 0.2 | 0 | 0.66594 | 0.03196 | 0.0015994 | 0.00011243 | 1.9196e-05 | 2.4488e-06 | 3.8369e-07 | 7.0877e-08 | 1.4984e-08 | 3.5457e-09 | 9.2338e-10 | 2.6113e-10 | 7.935e-11 | 2.5685e-11 | 8.7943e-12 | 3.1659e-12 | 1.1925e-12 | 4.6785e-13 | 1.9063e-13 | 1.4466e-13 | 1.5792e-12 | 2.5539e-13 | 0.16172 | 0.69963
3 | 0.15634 | 0.15812 | 2 | 0.2 | 0 | 0.66594 | 0.03196 | 0.0015994 | 0.00011243 | 1.9196e-05 | 2.4488e-06 | 3.8369e-07 | 7.0877e-08 | 1.4984e-08 | 3.5457e-09 | 9.2338e-10 | 2.6113e-10 | 7.935e-11 | 2.5685e-11 | 8.7943e-12 | 3.1659e-12 | 1.1925e-12 | 4.6785e-13 | 1.9063e-13 | 1.4466e-13 | 1.5792e-12 | 2.4971e-13 | 0.15812 | 0.69963
4 | 0.33372 | 0.33752 | 3 | 0.3 | 0 | 0.76734 | 0.040618 | 0.0015765 | 8.309e-05 | 1.1089e-05 | 1.0675e-06 | 1.2833e-07 | 1.8479e-08 | 3.0895e-09 | 5.8576e-10 | 1.2364e-10 | 2.8639e-11 | 7.1946e-12 | 1.9417e-12 | 5.5844e-13 | 1.7009e-13 | 5.4623e-14 | 1.8319e-14 | 6.4393e-15 | 3.7748e-15 | 1.1767e-13 | 3.9716e-14 | 0.33752 | 0.80963
5 | 0.89392 | 0.9041 | 9 | 0.9 | 0 | 0.64789 | 0.33264 | 0.01822 | 0.00065042 | 5.0559e-05 | 2.2992e-06 | 1.2556e-07 | 8.1681e-09 | 6.2318e-10 | 5.4855e-11 | 5.4872e-12 | 6.1551e-13 | 7.6494e-14 | 1.0436e-14 | 1.5543e-15 | 0 | 0 | 0 | 0 | 0 | 8.5025e-16 | 7.6871e-16 | 0.9041 | 0.99945
6 | 1.2473 | 1.2615 | 13 | 1.3 | 0 | 0.24599 | 0.65226 | 0.096545 | 0.0048032 | 0.00038586 | 1.5673e-05 | 6.9598e-07 | 3.4953e-08 | 1.9995e-09 | 1.2985e-10 | 9.5043e-12 | 7.7738e-13 | 7.0499e-14 | 6.9944e-15 | 0 | 0 | 0 | 0 | 0 | 0 | 7.0407e-16 | 8.8815e-16 | 1.2615 | 1
7 | 1.4275 | 1.4437 | 14 | 1.4 | 0 | 0.17029 | 0.6872 | 0.13434 | 0.0075243 | 0.00062386 | 2.5184e-05 | 1.0803e-06 | 5.1559e-08 | 2.7756e-09 | 1.6863e-10 | 1.1507e-11 | 8.7585e-13 | 7.3719e-14 | 6.8834e-15 | 0 | 0 | 0 | 0 | 0 | 0 | 7.2905e-16 | 1.0525e-15 | 1.4437 | 1
8 | 1.6331 | 1.6517 | 17 | 1.7 | 0 | 0.041463 | 0.64123 | 0.29053 | 0.024383 | 0.0022986 | 9.3823e-05 | 3.7056e-06 | 1.541e-07 | 6.9897e-09 | 3.5048e-10 | 1.9488e-11 | 1.1995e-12 | 8.149e-14 | 5.9952e-15 | 0 | 0 | 0 | 0 | 0 | 0 | 7.7901e-16 | 1.2867e-15 | 1.6517 | 1
9 | 1.808 | 1.8286 | 18 | 1.8 | 0 | 0.023431 | 0.58817 | 0.35081 | 0.034064 | 0.003379 | 0.00013935 | 5.3768e-06 | 2.141e-07 | 9.1848e-09 | 4.3223e-10 | 2.2447e-11 | 1.2864e-12 | 8.1157e-14 | 5.6621e-15 | 0 | 0 | 0 | 0 | 0 | 0 | 7.7068e-16 | 1.4092e-15 | 1.8286 | 1
10 | 1.9316 | 1.9536 | 20 | 2 | 0 | 0.0064883 | 0.45774 | 0.46733 | 0.061346 | 0.0067946 | 0.00028781 | 1.0628e-05 | 3.8825e-07 | 1.4885e-08 | 6.1577e-10 | 2.7819e-11 | 1.3781e-12 | 7.4829e-14 | 4.4409e-15 | 0 | 0 | 0 | 0 | 0 | 0 | 6.9759e-16 | 1.3628e-15 | 1.9536 | 1
11 | 2.0302 | 2.0534 | 21 | 2.1 | 0 | 0.0031847 | 0.38978 | 0.51796 | 0.079341 | 0.0093193 | 0.000401 | 1.4498e-05 | 5.0712e-07 | 1.8361e-08 | 7.1105e-10 | 2.9906e-11 | 1.3743e-12 | 6.9167e-14 | 3.7748e-15 | 0 | 0 | 0 | 0 | 0 | 0 | 6.393e-16 | 1.3127e-15 | 2.0534 | 1
12 | 2.2896 | 2.3157 | 23 | 2.3 | 0 | 0.00066742 | 0.26451 | 0.59308 | 0.12442 | 0.016552 | 0.00073823 | 2.5613e-05 | 8.2044e-07 | 2.6421e-08 | 8.9334e-10 | 3.242e-11 | 1.276e-12 | 5.4734e-14 | 2.5535e-15 | 0 | 0 | 0 | 0 | 0 | 0 | 4.9868e-16 | 1.1548e-15 | 2.3157 | 1
13 | 2.2934 | 2.3195 | 23 | 2.3 | 0 | 0.00066742 | 0.26451 | 0.59308 | 0.12442 | 0.016552 | 0.00073823 | 2.5613e-05 | 8.2044e-07 | 2.6421e-08 | 8.9334e-10 | 3.242e-11 | 1.276e-12 | 5.4734e-14 | 2.5535e-15 | 0 | 0 | 0 | 0 | 0 | 0 | 4.9868e-16 | 1.1567e-15 | 2.3195 | 1
14 | 2.3541 | 2.3809 | 24 | 2.4 | 0 | 0.00028427 | 0.21081 | 0.61495 | 0.15142 | 0.021525 | 0.00097998 | 3.3337e-05 | 1.0215e-06 | 3.0986e-08 | 9.7724e-10 | 3.2871e-11 | 1.1944e-12 | 4.7184e-14 | 1.9984e-15 | 0 | 0 | 0 | 0 | 0 | 0 | 4.2651e-16 | 1.0155e-15 | 2.3809 | 1
15 | 2.3404 | 2.3671 | 24 | 2.4 | 0 | 0.00028427 | 0.21081 | 0.61495 | 0.15142 | 0.021525 | 0.00097998 | 3.3337e-05 | 1.0215e-06 | 3.0986e-08 | 9.7724e-10 | 3.2871e-11 | 1.1944e-12 | 4.7184e-14 | 1.9984e-15 | 0 | 0 | 0 | 0 | 0 | 0 | 4.2651e-16 | 1.0096e-15 | 2.3671 | 1
16 | 2.436 | 2.4637 | 25 | 2.5 | 0 | 0.000115 | 0.16417 | 0.62553 | 0.18124 | 0.02762 | 0.0012867 | 4.2963e-05 | 1.2595e-06 | 3.5971e-08 | 1.0571e-09 | 3.2916e-11 | 1.1026e-12 | 3.9968e-14 | 1.5543e-15 | 0 | 0 | 0 | 0 | 0 | 0 | 3.5897e-16 | 8.8441e-16 | 2.4637 | 1
17 | 2.4112 | 2.4386 | 24 | 2.4 | 0 | 0.00028427 | 0.21081 | 0.61495 | 0.15142 | 0.021525 | 0.00097998 | 3.3337e-05 | 1.0215e-06 | 3.0986e-08 | 9.7724e-10 | 3.2871e-11 | 1.1944e-12 | 4.7184e-14 | 1.9984e-15 | 0 | 0 | 0 | 0 | 0 | 0 | 4.2651e-16 | 1.0401e-15 | 2.4386 | 1
18 | 3.3245 | 3.3624 | 34 | 3.4 | 0 | 9.5047e-10 | 0.0033907 | 0.29306 | 0.49014 | 0.19742 | 0.015426 | 0.00054245 | 1.2405e-05 | 2.2727e-07 | 3.7639e-09 | 6.0539e-11 | 9.8765e-13 | 1.6764e-14 | 0 | 0 | 0 | 0 | 0 | 0 | 0 | 1.397e-16 | 4.6973e-16 | 3.3624 | 1
19 | 4.0252 | 4.0711 | 41 | 4.1 | 0 | 2.6317e-18 | 6.4276e-07 | 0.0097623 | 0.20158 | 0.56381 | 0.20435 | 0.019658 | 0.00082076 | 2.0502e-05 | 3.75e-07 | 5.71e-09 | 7.8652e-11 | 1.0354e-12 | 1.3434e-14 | 0 | 0 | 0 | 0 | 0 | 0 | 8.8522e-15 | 3.6038e-14 | 4.0711 | 1
20 | 3.8408 | 3.8846 | 39 | 3.9 | 0 | 4.2441e-15 | 2.0252e-05 | 0.044849 | 0.36663 | 0.48692 | 0.095539 | 0.0058633 | 0.00017914 | 3.6314e-06 | 5.8201e-08 | 8.2246e-10 | 1.0983e-11 | 1.4488e-13 | 1.9984e-15 | 0 | 0 | 0 | 0 | 0 | 0 | 1.2407e-15 | 4.8195e-15 | 3.8846 | 1
21 | 2.9215 | 2.9547 | 30 | 3 | 0 | 4.7279e-07 | 0.030485 | 0.51783 | 0.36189 | 0.084884 | 0.0047592 | 0.00015135 | 3.6485e-06 | 7.8005e-08 | 1.6146e-09 | 3.4019e-11 | 7.5107e-13 | 1.7653e-14 | 0 | 0 | 0 | 0 | 0 | 0 | 0 | 1.471e-16 | 4.3465e-16 | 2.9547 | 1
22 | 1.7043 | 1.7237 | 17 | 1.7 | 0 | 0.041463 | 0.64123 | 0.29053 | 0.024383 | 0.0022986 | 9.3823e-05 | 3.7056e-06 | 1.541e-07 | 6.9897e-09 | 3.5048e-10 | 1.9488e-11 | 1.1995e-12 | 8.149e-14 | 5.9952e-15 | 0 | 0 | 0 | 0 | 0 | 0 | 7.7901e-16 | 1.3428e-15 | 1.7237 | 1
23 | 0.81373 | 0.823 | 8 | 0.8 | 0 | 0.73724 | 0.2489 | 0.011275 | 0.00038994 | 3.1087e-05 | 1.5021e-06 | 8.8665e-08 | 6.288e-09 | 5.251e-10 | 5.0669e-11 | 5.5569e-12 | 6.829e-13 | 9.2926e-14 | 1.3767e-14 | 2.3315e-15 | 0 | 0 | 0 | 0 | 0 | 1.0621e-15 | 8.7412e-16 | 0.823 | 0.99784
Total | 43.0627 | 43.5532 | [24 empty] | 6.4165e-13 | 43.5532
Success Rate | 100%